## Sheet
1001002 | 1 | Space - Ann Peak Temps - Cooling - outside DBT | LS-A
1001003 | 1 | Space - Ann Peak Temps - Cooling - outside WBT | LS-A
1001005 | 1 | Space - Ann Peak Temps - Heating - outside DBT | LS-A
1001006 | 1 | Space - Ann Peak Temps - Heating - outside WBT | LS-A
1002001 | 1 | Space - Annual - Peak - Cooling load - sensible | LS-B
1002002 | 1 | Space - Annual - Peak - Cooling load - latent | LS-B
1002003 | 1 | Space - Annual - Peak - Cooling load - total | LS-B
1002004 | 1 | Space - Annual - Peak - Cooling load - tot / floor area | LS-B
1002005 | 1 | Space - Annual - Peak - Heating load | LS-B
1002006 | 1 | Space - Annual - Peak - Heating load / floor area | LS-B
1002007 | 1 | Space - Annual - Peak - Cooling load - wall cond | LS-B
1002008 | 1 | Space - Annual - Peak - Cooling load - roof cond | LS-B
1002009 | 1 | Space - Annual - Peak - Cooling load - window cond | LS-B
1002010 | 1 | Space - Annual - Peak - Cooling load - window solar | LS-B
1002011 | 1 | Space - Annual - Peak - Cooling load - door cond | LS-B
1002012 | 1 | Space - Annual - Peak - Cooling load - int surf cond | LS-B
1002013 | 1 | Space - Annual - Peak - Cooling load - und surf cond | LS-B
1002014 | 1 | Space - Annual - Peak - Cooling load - occupants - sens | LS-B
1002015 | 1 | Space - Annual - Peak - Cooling load - occupants - lat | LS-B
1002016 | 1 | Space - Annual - Peak - Cooling load - lights | LS-B
1002017 | 1 | Space - Annual - Peak - Cooling load - equipment - sens | LS-B
1002018 | 1 | Space - Annual - Peak - Cooling load - equipment - lat | LS-B
1002019 | 1 | Space - Annual - Peak - Cooling load - process - sens | LS-B
1002020 | 1 | Space - Annual - Peak - Cooling load - process - lat | LS-B
1002021 | 1 | Space - Annual - Peak - Cooling load - infil - sens | LS-B
1002022 | 1 | Space - Annual - Peak - Cooling load - infil - lat | LS-B
1002023 | 1 | Space - Annual - Peak - Heating load - wall cond | LS-B
1002024 | 1 | Space - Annual - Peak - Heating load - roof cond | LS-B
1002025 | 1 | Space - Annual - Peak - Heating load - window cond | LS-B
1002026 | 1 | Space - Annual - Peak - Heating load - window solar | LS-B
1002027 | 1 | Space - Annual - Peak - Heating load - door cond | LS-B
1002028 | 1 | Space - Annual - Peak - Heating load - int surf cond | LS-B
1002029 | 1 | Space - Annual - Peak - Heating load - und surf cond | LS-B
1002030 | 1 | Space - Annual - Peak - Heating load - occupants | LS-B
1002031 | 1 | Space - Annual - Peak - Heating load - lights | LS-B
1002032 | 1 | Space - Annual - Peak - Heating load - equipment | LS-B
1002033 | 1 | Space - Annual - Peak - Heating load - process | LS-B
1002034 | 1 | Space - Annual - Peak - Heating load - infil | LS-B
1002051 | 1 | Space - Temperature used for Loads Calc - °F | LS-B
1002052 | 1 | Space - Temperature used for Loads Calc - °C | LS-B
1003001 | 1 | Building - Annual - Peak - Cooling load - sensible | LS-C
1003002 | 1 | Building - Annual - Peak - Cooling load - latent | LS-C
1003003 | 1 | Building - Annual - Peak - Cooling load - total | LS-C
1003004 | 1 | Building - Annual - Peak - Cooling load - tot / floor area | LS-C
1003005 | 1 | Building - Annual - Peak - Heating load | LS-C
1003006 | 1 | Building - Annual - Peak - Heating load / floor area | LS-C
1003007 | 1 | Building - Annual - Peak - Cooling load - wall cond | LS-C
1003008 | 1 | Building - Annual - Peak - Cooling load - roof cond | LS-C
1003009 | 1 | Building - Annual - Peak - Cooling load - window cond | LS-C
1003010 | 1 | Building - Annual - Peak - Cooling load - window solar | LS-C
1003011 | 1 | Building - Annual - Peak - Cooling load - door cond | LS-C
1003012 | 1 | Building - Annual - Peak - Cooling load - int surf cond | LS-C
1003013 | 1 | Building - Annual - Peak - Cooling load - und surf cond | LS-C
1003014 | 1 | Building - Annual - Peak - Cooling load - occupants - sens | LS-C
1003015 | 1 | Building - Annual - Peak - Cooling load - occupants - lat | LS-C
1003016 | 1 | Building - Annual - Peak - Cooling load - lights | LS-C
1003017 | 1 | Building - Annual - Peak - Cooling load - equipment - sens | LS-C
1003018 | 1 | Building - Annual - Peak - Cooling load - equipment - lat | LS-C
1003019 | 1 | Building - Annual - Peak - Cooling load - process - sens | LS-C
1003020 | 1 | Building - Annual - Peak - Cooling load - process - lat | LS-C
1003021 | 1 | Building - Annual - Peak - Cooling load - infil - sens | LS-C
1003022 | 1 | Building - Annual - Peak - Cooling load - infil - lat | LS-C
1003023 | 1 | Building - Annual - Peak - Heating load - wall cond | LS-C
1003024 | 1 | Building - Annual - Peak - Heating load - roof cond | LS-C
1003025 | 1 | Building - Annual - Peak - Heating load - window cond | LS-C
1003026 | 1 | Building - Annual - Peak - Heating load - window solar | LS-C
1003027 | 1 | Building - Annual - Peak - Heating load - door cond | LS-C
1003028 | 1 | Building - Annual - Peak - Heating load - int surf cond | LS-C
1003029 | 1 | Building - Annual - Peak - Heating load - und surf cond | LS-C
1003030 | 1 | Building - Annual - Peak - Heating load - occupants | LS-C
1003031 | 1 | Building - Annual - Peak - Heating load - lights | LS-C
1003032 | 1 | Building - Annual - Peak - Heating load - equipment | LS-C
1003033 | 1 | Building - Annual - Peak - Heating load - process | LS-C
1003034 | 1 | Building - Annual - Peak - Heating load - infil | LS-C
1003101 | 1 | Building - Floor Area (Ft²) | LS-C
1003102 | 1 | Building - Floor Area (M²) | LS-C
1003103 | 1 | Building - Volume (Ft³) | LS-C
1003104 | 1 | Building - Volume (M³) | LS-C
1004001 | 1 | Building - Annual - Sum - Cooling load - sensible | LS-D
1004002 | 1 | Building - Annual - Sum - Heating load | LS-D
1004003 | 1 | Building - Annual - Sum - Electric load | LS-D
1004004 | 1 | Building - Annual - Peak - Electric load | LS-D
1004005 | 12 | Building - All Months - Sum - Cooling load - sensible | LS-D
1004006 | 12 | Building - All Months - Sum - Heating load | LS-D
1004007 | 12 | Building - All Months - Sum - Electric load | LS-D
1004008 | 12 | Building - All Months - Peak - Cooling load - sensible | LS-D
1004009 | 12 | Building - All Months - Peak - Cooling load - day | LS-D
1004010 | 12 | Building - All Months - Peak - Cooling load - hour | LS-D
1004011 | 12 | Building - All Months - Peak - Cooling load - outside DBT | LS-D
1004012 | 12 | Building - All Months - Peak - Cooling load - outside WBT | LS-D
1004013 | 12 | Building - All Months - Peak - Heating load | LS-D
1004014 | 12 | Building - All Months - Peak - Heating load - day | LS-D
1004015 | 12 | Building - All Months - Peak - Heating load - hour | LS-D
1004016 | 12 | Building - All Months - Peak - Heating load - outside DBT | LS-D
1004017 | 12 | Building - All Months - Peak - Heating load - outside WBT | LS-D
1004018 | 12 | Building - All Months - Peak - Electric load | LS-D
1004019 | 1 | Building - Single Month - Sum - Cooling load - sensible | LS-D
1004020 | 1 | Building - Single Month - Sum - Heating load | LS-D
1004021 | 1 | Building - Single Month - Sum - Electric load | LS-D
1004022 | 1 | Building - Single Month - Peak - Cooling load - sensible | LS-D
1004023 | 1 | Building - Single Month - Peak - Cooling load - day | LS-D
1004024 | 1 | Building - Single Month - Peak - Cooling load - hour | LS-D
1004025 | 1 | Building - Single Month - Peak - Cooling load - outside DBT | LS-D
1004026 | 1 | Building - Single Month - Peak - Cooling load - outside WBT | LS-D
1004027 | 1 | Building - Single Month - Peak - Heating load | LS-D
1004028 | 1 | Building - Single Month - Peak - Heating load - day | LS-D
1004029 | 1 | Building - Single Month - Peak - Heating load - hour | LS-D
1004030 | 1 | Building - Single Month - Peak - Heating load - outside DBT | LS-D
1004031 | 1 | Building - Single Month - Peak - Heating load - outside WBT | LS-D
1004032 | 1 | Building - Single Month - Peak - Electric load | LS-D
1005001 | 1 | Space - Annual - Sum - Heating load | LS-E
1005002 | 1 | Space - Annual - Sum - Cooling load - sensible | LS-E
1005003 | 1 | Space - Annual - Sum - Cooling load - latent | LS-E
1005004 | 1 | Space - Annual - Sum - Heating load - wall cond | LS-E
1005005 | 1 | Space - Annual - Sum - Heating load - roof cond | LS-E
1005006 | 1 | Space - Annual - Sum - Heating load - int surf cond | LS-E
1005007 | 1 | Space - Annual - Sum - Heating load - und surf cond | LS-E
1005008 | 1 | Space - Annual - Sum - Heating load - infiltration | LS-E
1005009 | 1 | Space - Annual - Sum - Heating load - window cond | LS-E
1005010 | 1 | Space - Annual - Sum - Heating load - window solar | LS-E
1005011 | 1 | Space - Annual - Sum - Heating load - occupants | LS-E
1005012 | 1 | Space - Annual - Sum - Heating load - lights | LS-E
1005013 | 1 | Space - Annual - Sum - Heating load - equipment | LS-E
1005014 | 1 | Space - Annual - Sum - Heating load - source | LS-E
1005015 | 1 | Space - Annual - Sum - Cooling load - wall cond | LS-E
1005016 | 1 | Space - Annual - Sum - Cooling load - roof cond | LS-E
1005017 | 1 | Space - Annual - Sum - Cooling load - int surf cond | LS-E
1005018 | 1 | Space - Annual - Sum - Cooling load - und surf cond | LS-E
1005019 | 1 | Space - Annual - Sum - Cooling load - infil - sens | LS-E
1005020 | 1 | Space - Annual - Sum - Cooling load - infil - lat | LS-E
1005021 | 1 | Space - Annual - Sum - Cooling load - window cond | LS-E
1005022 | 1 | Space - Annual - Sum - Cooling load - window solar | LS-E
1005023 | 1 | Space - Annual - Sum - Cooling load - occupants - sens | LS-E
1005024 | 1 | Space - Annual - Sum - Cooling load - occupants - lat | LS-E
1005025 | 1 | Space - Annual - Sum - Cooling load - lights | LS-E
1005026 | 1 | Space - Annual - Sum - Cooling load - equipment - sens | LS-E
1005027 | 1 | Space - Annual - Sum - Cooling load - equipment - lat | LS-E
1005028 | 1 | Space - Annual - Sum - Cooling load - source - sens | LS-E
1005029 | 1 | Space - Annual - Sum - Cooling load - source - lat | LS-E
1005030 | 12 | Space - All Months - Heating load | LS-E
1005031 | 12 | Space - All Months - Cooling load - sensible | LS-E
1005032 | 12 | Space - All Months - Cooling load - latent | LS-E
1005033 | 12 | Space - All Months - Heating load - wall cond | LS-E
1005034 | 12 | Space - All Months - Heating load - roof cond | LS-E
1005035 | 12 | Space - All Months - Heating load - int surf cond | LS-E
1005036 | 12 | Space - All Months - Heating load - und surf cond | LS-E
1005037 | 12 | Space - All Months - Heating load - infiltration | LS-E
1005038 | 12 | Space - All Months - Heating load - window cond | LS-E
1005039 | 12 | Space - All Months - Heating load - window solar | LS-E
1005040 | 12 | Space - All Months - Heating load - occupants | LS-E
1005041 | 12 | Space - All Months - Heating load - lights | LS-E
1005042 | 12 | Space - All Months - Heating load - equipment | LS-E
1005043 | 12 | Space - All Months - Heating load - source | LS-E
1005044 | 12 | Space - All Months - Cooling load - wall cond | LS-E
1005045 | 12 | Space - All Months - Cooling load - roof cond | LS-E
1005046 | 12 | Space - All Months - Cooling load - int surf cond | LS-E
1005047 | 12 | Space - All Months - Cooling load - und surf cond | LS-E
1005048 | 12 | Space - All Months - Cooling load - infil - sens | LS-E
1005049 | 12 | Space - All Months - Cooling load - infil - lat | LS-E
1005050 | 12 | Space - All Months - Cooling load - window cond | LS-E
1005051 | 12 | Space - All Months - Cooling load - window solar | LS-E
1005052 | 12 | Space - All Months - Cooling load - occupants - sens | LS-E
1005053 | 12 | Space - All Months - Cooling load - occupants - lat | LS-E
1005054 | 12 | Space - All Months - Cooling load - lights | LS-E
1005055 | 12 | Space - All Months - Cooling load - equipment - sens | LS-E
1005056 | 12 | Space - All Months - Cooling load - equipment - lat | LS-E
1005057 | 12 | Space - All Months - Cooling load - source - sens | LS-E
1005058 | 12 | Space - All Months - Cooling load - source - lat | LS-E
1005059 | 1 | Space - Single Month - Heating load | LS-E
1005060 | 1 | Space - Single Month - Cooling load - sensible | LS-E
1005061 | 1 | Space - Single Month - Cooling load - latent | LS-E
1005062 | 1 | Space - Single Month - Heating load - wall cond | LS-E
1005063 | 1 | Space - Single Month - Heating load - roof cond | LS-E
1005064 | 1 | Space - Single Month - Heating load - int surf cond | LS-E
1005065 | 1 | Space - Single Month - Heating load - und surf cond | LS-E
1005066 | 1 | Space - Single Month - Heating load - infiltration | LS-E
1005067 | 1 | Space - Single Month - Heating load - window cond | LS-E
1005068 | 1 | Space - Single Month - Heating load - window solar | LS-E
1005069 | 1 | Space - Single Month - Heating load - occupants | LS-E
1005070 | 1 | Space - Single Month - Heating load - lights | LS-E
1005071 | 1 | Space - Single Month - Heating load - equipment | LS-E
1005072 | 1 | Space - Single Month - Heating load - source | LS-E
1005073 | 1 | Space - Single Month - Cooling load - wall cond | LS-E
1005074 | 1 | Space - Single Month - Cooling load - roof cond | LS-E
1005075 | 1 | Space - Single Month - Cooling load - int surf cond | LS-E
1005076 | 1 | Space - Single Month - Cooling load - und surf cond | LS-E
1005077 | 1 | Space - Single Month - Cooling load - infil - sens | LS-E
1005078 | 1 | Space - Single Month - Cooling load - infil - lat | LS-E
1005079 | 1 | Space - Single Month - Cooling load - window cond | LS-E
1005080 | 1 | Space - Single Month - Cooling load - window solar | LS-E
1005081 | 1 | Space - Single Month - Cooling load - occupants - sens | LS-E
1005082 | 1 | Space - Single Month - Cooling load - occupants - lat | LS-E
1005083 | 1 | Space - Single Month - Cooling load - lights | LS-E
1005084 | 1 | Space - Single Month - Cooling load - equipment - sens | LS-E
1005085 | 1 | Space - Single Month - Cooling load - equipment - lat | LS-E
1005086 | 1 | Space - Single Month - Cooling load - source - sens | LS-E
1005087 | 1 | Space - Single Month - Cooling load - source - lat | LS-E
1006001 | 1 | Building - Annual - Sum - Cooling load - latent | LS-F
1006002 | 1 | Building - Annual - Sum - Heating load - wall cond | LS-F
1006003 | 1 | Building - Annual - Sum - Heating load - roof cond | LS-F
1006004 | 1 | Building - Annual - Sum - Heating load - int surf cond | LS-F
1006005 | 1 | Building - Annual - Sum - Heating load - und surf cond | LS-F
1006006 | 1 | Building - Annual - Sum - Heating load - infiltration | LS-F
1006007 | 1 | Building - Annual - Sum - Heating load - window cond | LS-F
1006008 | 1 | Building - Annual - Sum - Heating load - window solar | LS-F
1006009 | 1 | Building - Annual - Sum - Heating load - occupants | LS-F
1006010 | 1 | Building - Annual - Sum - Heating load - lights | LS-F
1006011 | 1 | Building - Annual - Sum - Heating load - equipment | LS-F
1006012 | 1 | Building - Annual - Sum - Heating load - source | LS-F
1006013 | 1 | Building - Annual - Sum - Cooling load - wall cond | LS-F
1006014 | 1 | Building - Annual - Sum - Cooling load - roof cond | LS-F
1006015 | 1 | Building - Annual - Sum - Cooling load - int surf cond | LS-F
1006016 | 1 | Building - Annual - Sum - Cooling load - und surf cond | LS-F
1006017 | 1 | Building - Annual - Sum - Cooling load - infil - sens | LS-F
1006018 | 1 | Building - Annual - Sum - Cooling load - infil - lat | LS-F
1006019 | 1 | Building - Annual - Sum - Cooling load - window cond | LS-F
1006020 | 1 | Building - Annual - Sum - Cooling load - window solar | LS-F
1006021 | 1 | Building - Annual - Sum - Cooling load - occupants - sens | LS-F
1006022 | 1 | Building - Annual - Sum - Cooling load - occupants - lat | LS-F
1006023 | 1 | Building - Annual - Sum - Cooling load - lights | LS-F
1006024 | 1 | Building - Annual - Sum - Cooling load - equipment - sens | LS-F
1006025 | 1 | Building - Annual - Sum - Cooling load - equipment - lat | LS-F
1006026 | 1 | Building - Annual - Sum - Cooling load - source - sens | LS-F
1006027 | 1 | Building - Annual - Sum - Cooling load - source - lat | LS-F
1006028 | 12 | Building - All Months - Sum - Cooling load - latent | LS-F
1006029 | 12 | Building - All Months - Sum - Heating load - wall cond | LS-F
1006030 | 12 | Building - All Months - Sum - Heating load - roof cond | LS-F
1006031 | 12 | Building - All Months - Sum - Heating load - int surf cond | LS-F
1006032 | 12 | Building - All Months - Sum - Heating load - und surf cond | LS-F
1006033 | 12 | Building - All Months - Sum - Heating load - infiltration | LS-F
1006034 | 12 | Building - All Months - Sum - Heating load - window cond | LS-F
1006035 | 12 | Building - All Months - Sum - Heating load - window solar | LS-F
1006036 | 12 | Building - All Months - Sum - Heating load - occupants | LS-F
1006037 | 12 | Building - All Months - Sum - Heating load - lights | LS-F
1006038 | 12 | Building - All Months - Sum - Heating load - equipment | LS-F
1006039 | 12 | Building - All Months - Sum - Heating load - source | LS-F
1006040 | 12 | Building - All Months - Sum - Cooling load - wall cond | LS-F
1006041 | 12 | Building - All Months - Sum - Cooling load - roof cond | LS-F
1006042 | 12 | Building - All Months - Sum - Cooling load - int surf cond | LS-F
1006043 | 12 | Building - All Months - Sum - Cooling load - und surf cond | LS-F
1006044 | 12 | Building - All Months - Sum - Cooling load - infil - sens | LS-F
1006045 | 12 | Building - All Months - Sum - Cooling load - infil - lat | LS-F
1006046 | 12 | Building - All Months - Sum - Cooling load - window cond | LS-F
1006047 | 12 | Building - All Months - Sum - Cooling load - window solar | LS-F
1006048 | 12 | Building - All Months - Sum - Cooling load - occupants - sens | LS-F
1006049 | 12 | Building - All Months - Sum - Cooling load - occupants - lat | LS-F
1006050 | 12 | Building - All Months - Sum - Cooling load - lights | LS-F
1006051 | 12 | Building - All Months - Sum - Cooling load - equipment - sens | LS-F
1006052 | 12 | Building - All Months - Sum - Cooling load - equipment - lat | LS-F
1006053 | 12 | Building - All Months - Sum - Cooling load - source - sens | LS-F
1006054 | 12 | Building - All Months - Sum - Cooling load - source - lat | LS-F
1006055 | 1 | Building - Single Month - Sum - Cooling load - latent | LS-F
1006056 | 1 | Building - Single Month - Sum - Heating load - wall cond | LS-F
1006057 | 1 | Building - Single Month - Sum - Heating load - roof cond | LS-F
1006058 | 1 | Building - Single Month - Sum - Heating load - int surf cond | LS-F
1006059 | 1 | Building - Single Month - Sum - Heating load - und surf cond | LS-F
1006060 | 1 | Building - Single Month - Sum - Heating load - infiltration | LS-F
1006061 | 1 | Building - Single Month - Sum - Heating load - window cond | LS-F
1006062 | 1 | Building - Single Month - Sum - Heating load - window solar | LS-F
1006063 | 1 | Building - Single Month - Sum - Heating load - occupants | LS-F
1006064 | 1 | Building - Single Month - Sum - Heating load - lights | LS-F
1006065 | 1 | Building - Single Month - Sum - Heating load - equipment | LS-F
1006066 | 1 | Building - Single Month - Sum - Heating load - source | LS-F
1006067 | 1 | Building - Single Month - Sum - Cooling load - wall cond | LS-F
1006068 | 1 | Building - Single Month - Sum - Cooling load - roof cond | LS-F
1006069 | 1 | Building - Single Month - Sum - Cooling load - int surf cond | LS-F
1006070 | 1 | Building - Single Month - Sum - Cooling load - und surf cond | LS-F
1006071 | 1 | Building - Single Month - Sum - Cooling load - infil - sens | LS-F
1006072 | 1 | Building - Single Month - Sum - Cooling load - infil - lat | LS-F
1006073 | 1 | Building - Single Month - Sum - Cooling load - window cond | LS-F
1006074 | 1 | Building - Single Month - Sum - Cooling load - window solar | LS-F
1006075 | 1 | Building - Single Month - Sum - Cooling load - occupants - sens | LS-F
1006076 | 1 | Building - Single Month - Sum - Cooling load - occupants - lat | LS-F
1006077 | 1 | Building - Single Month - Sum - Cooling load - lights | LS-F
1006078 | 1 | Building - Single Month - Sum - Cooling load - equipment - sens | LS-F
1006079 | 1 | Building - Single Month - Sum - Cooling load - equipment - lat | LS-F
1006080 | 1 | Building - Single Month - Sum - Cooling load - source - sens | LS-F
1006081 | 1 | Building - Single Month - Sum - Cooling load - source - lat | LS-F
1007001 | 1 | Space - Annual - Sum - Ave daylight illum - ref pt #1 | LS-G
1007002 | 1 | Space - Annual - Sum - Ave daylight illum - ref pt #2 | LS-G
1007003 | 1 | Space - Annual - Sum - Pct time high glare - ref pt #1 | LS-G
1007004 | 1 | Space - Annual - Sum - Pct time high glare - ref pt #2 | LS-G
1007005 | 12 | Space - All Months - Ave daylight illum - ref pt #1 | LS-G
1007006 | 12 | Space - All Months - Ave daylight illum - ref pt #2 | LS-G
1007007 | 12 | Space - All Months - Pct time high glare - ref pt #1 | LS-G
1007008 | 12 | Space - All Months - Pct time high glare - ref pt #2 | LS-G
1007009 | 1 | Space - Single Month - Ave daylight illum - ref pt #1 | LS-G
1007010 | 1 | Space - Single Month - Ave daylight illum - ref pt #2 | LS-G
1007011 | 1 | Space - Single Month - Pct time high glare - ref pt #1 | LS-G
1007012 | 1 | Space - Single Month - Pct time high glare - ref pt #2 | LS-G
1008001 | 1 | Space - Annual - Sum - Ltg energy reduc by dayltg (%) | LS-H
1008002 | 12 | Space - All Months - Ltg energy reduc by dayltg (%) | LS-H
1008003 | 1 | Space - Single Month - Ltg energy reduc by dayltg (%) | LS-H
1009001 | 1 | Building - Annual - Sum - Ltg energy reduc by dayltg (%) | LS-I
1009002 | 12 | Building - All Months - Sum - Ltg energy reduc by dayltg (%) | LS-I
1009003 | 1 | Building - Single Month - Sum - Ltg energy reduc by dayltg (%) | LS-I
1011013 | 1 | Building - Single Month - Sum - Electric load - task lighting | LS-K
1011014 | 1 | Building - Single Month - Sum - Electric load - total lighting | LS-K
1011015 | 1 | Building - Single Month - Sum - Electric load - equipment | LS-K
1011016 | 1 | Building - Single Month - Sum - Electric load - process | LS-K
1011017 | 1 | Building - Single Month - Sum - Gas use - process | LS-K
1011018 | 1 | Building - Single Month - Sum - Hot water use - process | LS-K
1011019 | 1 | Space - Annual - Sum - Electric load - task lighting | LS-K
1011020 | 1 | Space - Annual - Sum - Electric load - total lighting | LS-K
1011021 | 1 | Space - Annual - Sum - Electric load - equipment | LS-K
1011022 | 1 | Space - Annual - Sum - Electric load - process | LS-K
1011023 | 1 | Space - Annual - Sum - Gas use - process | LS-K
1011024 | 1 | Space - Annual - Sum - Hot water use - process | LS-K
1011025 | 12 | Space - All Months - Electric load - task lighting | LS-K
1011026 | 12 | Space - All Months - Electric load - total lighting | LS-K
1011027 | 12 | Space - All Months - Electric load - equipment | LS-K
1011028 | 12 | Space - All Months - Electric load - process | LS-K
1011029 | 12 | Space - All Months - Gas use - process | LS-K
1011030 | 12 | Space - All Months - Hot water use - process | LS-K
1011031 | 1 | Space - Single Month - Electric load - task lighting | LS-K
1011032 | 1 | Space - Single Month - Electric load - total lighting | LS-K
1011033 | 1 | Space - Single Month - Electric load - equipment | LS-K
1011034 | 1 | Space - Single Month - Electric load - process | LS-K
1011035 | 1 | Space - Single Month - Gas use - process | LS-K
1011036 | 1 | Space - Single Month - Hot water use - process | LS-K
1101001 | 1 | Building - Input - Latitude | LV-A
1101002 | 1 | Building - Input - Longitude | LV-A
1101003 | 1 | Building - Input - Altitude | LV-A
1101004 | 1 | Building - Input - Azimuth | LV-A
1101005 | 1 | Building - Input - Time zone | LV-A
1101006 | 1 | Building - Input - Weather file name | LV-A
1102001 | 1 | Space - Input - Space name | LV-B
1102003 | 1 | Space - Input - Space*floor multiplier | LV-B
1102004 | 1 | Space - Input - Azimuth | LV-B
1102005 | 1 | Space - Input - Lighting power density | LV-B
1102006 | 1 | Space - Input - Number of people | LV-B
1102007 | 1 | Space - Input - Equipment power density | LV-B
1102008 | 1 | Space - Input - Infiltration ACH | LV-B
1102009 | 1 | Space - Input - Floor area | LV-B
1102010 | 1 | Space - Input - Volume | LV-B
1102020 | 1 | Building Totals - Number of people | LV-B
1102021 | 1 | Building Totals - Area | LV-B
1102022 | 1 | Building Totals - Volume | LV-B
1104001 | 1 | Exterior wall - Input - Wall name | LV-D
1104002 | 1 | Exterior wall - Input - Parent space name | LV-D
1104003 | 1 | Exterior wall - Input - Orientation | LV-D
1104004 | 1 | Exterior wall - Input - Opaque area | LV-D
1104005 | 1 | Exterior wall - Input - Opaque u-value | LV-D
1104006 | 1 | Exterior wall - Input - Window area | LV-D
1104007 | 1 | Exterior wall - Input - Window u-value | LV-D
1104008 | 1 | Exterior wall - Input - Opaque + window area | LV-D
1104009 | 1 | Exterior wall - Input - Opaque + window u-value | LV-D
1104010 | 9 | EXTERIOR wall - Input - Avg u-value, windows | LV-D
1104011 | 9 | EXTERIOR wall - Input - Avg u-value, walls | LV-D
1104012 | 9 | EXTERIOR wall - Input - Avg u-value, win+walls | LV-D
1104013 | 9 | EXTERIOR wall - Input - Win area | LV-D
1104014 | 9 | EXTERIOR wall - Input - Wall area | LV-D
1104015 | 9 | EXTERIOR wall - Input - Win + wall area | LV-D
1108001 | 1 | Window - Input - Window name | LV-H
1108002 | 1 | Window - Input - Multiplier | LV-H
1108003 | 1 | Window - Input - Setback | LV-H
1108004 | 1 | Window - Input - Glass height | LV-H
1108005 | 1 | Window - Input - Glass width | LV-H
1108006 | 1 | Window - Input - Glass area | LV-H
1108007 | 1 | Window - Input - Glass center u-value | LV-H
1108009 | 1 | Window - Input - Number of panes | LV-H
1108010 | 1 | Window - Input - Glass shading coefficient | LV-H
1108011 | 1 | Window - Input - Glass visible transmittance | LV-H
1108012 | 1 | Window - Input - Frame area | LV-H
1108013 | 1 | Window - Input - Frame u-value | LV-H
1108014 | 1 | Total Number of Windows | LV-H
1108015 | 1 | Window - Input - Location (X) | LV-H
1108016 | 1 | Window - Input - Location (Y) | LV-H
1108017 | 1 | Window - Input - Glass solar transmittance | LV-H
1108018 | 1 | Window - Input - Curb area | LV-H
1108019 | 1 | Window - Input - Curb u-value | LV-H
2001001 | 1 | Total Site Energy (BTU) | BEPS
2001002 | 1 | Total Site Energy (BTU) / Gross Area | BEPS
2001003 | 1 | Total Site Energy (BTU) / Net Area | BEPS
2001004 | 1 | Total Source Energy (BTU) | BEPS
2001005 | 1 | Total Source Energy (BTU) / Gross Area | BEPS
2001006 | 1 | Total Source Energy (BTU) / Net Area | BEPS
2001007 | 1 | Percent of Hours System Zone Outside Throttling Range | BEPS
2001008 | 1 | Percent of Hours Plant Load Not Satisfied | BEPS
2001009 | 1 | Total Annual Energy (BTU) - Lights | BEPS
2001010 | 1 | Total Annual Energy (BTU) - Task Lights | BEPS
2001011 | 1 | Total Annual Energy (BTU) - Misc Equip | BEPS
2001012 | 1 | Total Annual Energy (BTU) - Space Heating | BEPS
2001013 | 1 | Total Annual Energy (BTU) - Space Cooling | BEPS
2001014 | 1 | Total Annual Energy (BTU) - Heat Rejection | BEPS
2001015 | 1 | Total Annual Energy (BTU) - Pumps & Aux | BEPS
2001016 | 1 | Total Annual Energy (BTU) - Ventilation Fans | BEPS
2001017 | 1 | Total Annual Energy (BTU) - Refrigeration Display | BEPS
2001018 | 1 | Total Annual Energy (BTU) - Ht Pump Supplemental Heat | BEPS
2001019 | 1 | Total Annual Energy (BTU) - Domestic Hot Water | BEPS
2001020 | 1 | Total Annual Energy (BTU) - Exterior Usage | BEPS
2001021 | 1 | Total Annual Energy (BTU) - Total (across all end-uses) | BEPS
2001022 | 1 | Number of hours any zone Cooling load not met | BEPS
2001023 | 1 | Number of hours any zone Heating load not met | BEPS
2002009 | 13 | Total Annual Energy (MtrUnits) - End-Use List (+ total) | BEPU
2002010 | 1 | Total Annual Energy (MtrUnits) - Lights | BEPU
2002011 | 1 | Total Annual Energy (MtrUnits) - Task Lights | BEPU
2002012 | 1 | Total Annual Energy (MtrUnits) - Misc Equip | BEPU
2002013 | 1 | Total Annual Energy (MtrUnits) - Space Heating | BEPU
2002014 | 1 | Total Annual Energy (MtrUnits) - Space Cooling | BEPU
2002015 | 1 | Total Annual Energy (MtrUnits) - Heat Rejection | BEPU
2002016 | 1 | Total Annual Energy (MtrUnits) - Pumps & Aux | BEPU
2002017 | 1 | Total Annual Energy (MtrUnits) - Ventilation Fans | BEPU
2002018 | 1 | Total Annual Energy (MtrUnits) - Refrigeration Display | BEPU
2002019 | 1 | Total Annual Energy (MtrUnits) - Ht Pump Supplemental Heat | BEPU
2002020 | 1 | Total Annual Energy (MtrUnits) - Domestic Hot Water | BEPU
2002021 | 1 | Total Annual Energy (MtrUnits) - Exterior Usage | BEPU
2002022 | 1 | Total Annual Energy (MtrUnits) - Total (across all end-uses) | BEPU
2002030 | 1 | Percent of Hours System Zone Outside Throttling Range | BEPU
2002031 | 1 | Percent of Hours Plant Load Not Satisfied | BEPU
2002032 | 1 | Number of hours any zone Cooling load not met | BEPU
2002033 | 1 | Number of hours any zone Heating load not met | BEPU
2101001 | 1 | HVAC Systems - Annual Performance - Total - Cooling Energy | SS-A
2101002 | 1 | HVAC Systems - Annual Performance - Total - Heating Energy | SS-A
2101003 | 1 | HVAC Systems - Annual Performance - Total - Electrical Energy | SS-A
2101004 | 1 | HVAC Systems - Annual Performance - Peak - Cooling Load | SS-A
2101005 | 1 | HVAC Systems - Annual Performance - Peak - Heating Load | SS-A
2101006 | 1 | HVAC Systems - Annual Performance - Peak - Electrical Load | SS-A
2101007 | 12 | HVAC Systems - All Months - Totals - Cooling Energy | SS-A
2101008 | 12 | HVAC Systems - All Months - Totals - Heating Energy | SS-A
2101009 | 12 | HVAC Systems - All Months - Totals - Electrical Energy | SS-A
2101010 | 12 | HVAC Systems - All Months - Peaks - Cooling Load | SS-A
2101011 | 12 | HVAC Systems - All Months - Peaks - Heating Load | SS-A
2101012 | 12 | HVAC Systems - All Months - Peaks - Electrical Load | SS-A
2101013 | 12 | HVAC Systems - All Months - Peaks - Cooling Peak Day | SS-A
2101014 | 12 | HVAC Systems - All Months - Peaks - Cooling Peak Hour | SS-A
2101015 | 12 | HVAC Systems - All Months - Peaks - Cooling Peak Outdoor Drybulb | SS-A
2101016 | 12 | HVAC Systems - All Months - Peaks - Cooling Peak Outdoor Wetbulb | SS-A
2101017 | 12 | HVAC Systems - All Months - Peaks - Heating Peak Day | SS-A
2101018 | 12 | HVAC Systems - All Months - Peaks - Heating Peak Hour | SS-A
2101019 | 12 | HVAC Systems - All Months - Peaks - Heating Peak Outdoor Drybulb | SS-A
2101020 | 12 | HVAC Systems - All Months - Peaks - Heating Peak Outdoor Wetbulb | SS-A
2101021 | 1 | HVAC Systems - Single Month - Total - Cooling Energy | SS-A
2101022 | 1 | HVAC Systems - Single Month - Total - Heating Energy | SS-A
2101023 | 1 | HVAC Systems - Single Month - Total - Electrical Energy | SS-A
2101024 | 1 | HVAC Systems - Single Month - Peak - Cooling Load | SS-A
2101025 | 1 | HVAC Systems - Single Month - Peak - Heating Load | SS-A
2101026 | 1 | HVAC Systems - Single Month - Peak - Electrical Load | SS-A
2101027 | 1 | HVAC Systems - Single Month - Peak - Cooling Peak Day | SS-A
2101028 | 1 | HVAC Systems - Single Month - Peak - Cooling Peak Hour | SS-A
2101029 | 1 | HVAC Systems - Single Month - Peak - Cooling Peak Outdoor Drybulb | SS-A
2101030 | 1 | HVAC Systems - Single Month - Peak - Cooling Peak Outdoor Wetbulb | SS-A
2101031 | 1 | HVAC Systems - Single Month - Peak - Heating Peak Day | SS-A
2101032 | 1 | HVAC Systems - Single Month - Peak - Heating Peak Hour | SS-A
2101033 | 1 | HVAC Systems - Single Month - Peak - Heating Peak Outdoor Drybulb | SS-A
2101034 | 1 | HVAC Systems - Single Month - Peak - Heating Peak Outdoor Wetbulb | SS-A
2103001 | 1 | HVAC Systems - Annual Performance - Total - Hours of Cooling Load | SS-C
2103002 | 1 | HVAC Systems - Annual Performance - Total - Hours of Heating Load | SS-C
2103003 | 1 | HVAC Systems - Annual Performance - Total - Hours Coincident Cool/Heat Load | SS-C
2103004 | 1 | HVAC Systems - Annual Performance - Total - Hours Floating | SS-C
2103005 | 1 | HVAC Systems - Annual Performance - Total - Hours Heat Available | SS-C
2103006 | 1 | HVAC Systems - Annual Performance - Total - Hours Cool Available | SS-C
2103007 | 1 | HVAC Systems - Annual Performance - Total - Hours Fans On | SS-C
2103008 | 1 | HVAC Systems - Annual Performance - Total - Hours Fans Cycle On | SS-C
2103009 | 1 | HVAC Systems - Annual Performance - Total - Hours Night Venting | SS-C
2103010 | 1 | HVAC Systems - Annual Performance - Total - Hours Floating w Fans On | SS-C
2103011 | 12 | HVAC Systems - All Months - Totals - Hours of Cooling Load | SS-C
2103012 | 12 | HVAC Systems - All Months - Totals - Hours of Heating Load | SS-C
2103013 | 12 | HVAC Systems - All Months - Totals - Hours Coincident Cool/Heat Load | SS-C
2103014 | 12 | HVAC Systems - All Months - Totals - Hours Floating | SS-C
2103015 | 12 | HVAC Systems - All Months - Totals - Hours Heat Available | SS-C
2103016 | 12 | HVAC Systems - All Months - Totals - Hours Cool Available | SS-C
2103017 | 12 | HVAC Systems - All Months - Totals - Hours Fans On | SS-C
2103018 | 12 | HVAC Systems - All Months - Totals - Hours Fans Cycle On | SS-C
2103019 | 12 | HVAC Systems - All Months - Totals - Hours Night Venting | SS-C
2103020 | 12 | HVAC Systems - All Months - Totals - Hours Floating w Fans On | SS-C
2103021 | 1 | HVAC Systems - Single Month - Total - Hours of Cooling Load | SS-C
2103022 | 1 | HVAC Systems - Single Month - Total - Hours of Heating Load | SS-C
2103023 | 1 | HVAC Systems - Single Month - Total - Hours Coincident Cool/Heat Load | SS-C
2103024 | 1 | HVAC Systems - Single Month - Total - Hours Floating | SS-C
2103025 | 1 | HVAC Systems - Single Month - Total - Hours Heat Available | SS-C
2103026 | 1 | HVAC Systems - Single Month - Total - Hours Cool Available | SS-C
2103027 | 1 | HVAC Systems - Single Month - Total - Hours Fans On | SS-C
2103028 | 1 | HVAC Systems - Single Month - Total - Hours Fans Cycle On | SS-C
2103029 | 1 | HVAC Systems - Single Month - Total - Hours Night Venting | SS-C
2103030 | 1 | HVAC Systems - Single Month - Total - Hours Floating w Fans On | SS-C
2104001 | 1 | Building Loads - Annual - Sum - Cooling Energy | SS-D
2104002 | 1 | Building Loads - Annual - Sum - Heating Energy | SS-D
2104003 | 1 | Building Loads - Annual - Sum - Electrical Energy | SS-D
2104004 | 1 | Building Loads - Annual - Peak - Cooling Energy | SS-D
2104005 | 1 | Building Loads - Annual - Peak - Heating Energy | SS-D
2104006 | 1 | Building Loads - Annual - Peak - Electrical Energy | SS-D
2104007 | 12 | Building Loads - All Months - Sums - Cooling Energy | SS-D
2104008 | 12 | Building Loads - All Months - Sums - Heating Energy | SS-D
2104009 | 12 | Building Loads - All Months - Sums - Electrical Energy | SS-D
2104010 | 12 | Building Loads - All Months - Peaks - Cooling Energy | SS-D
2104011 | 12 | Building Loads - All Months - Peaks - Heating Energy | SS-D
2104012 | 12 | Building Loads - All Months - Peaks - Electrical Energy | SS-D
2104013 | 12 | Building Loads - All Months - Peaks - Cooling Peak Day | SS-D
2104014 | 12 | Building Loads - All Months - Peaks - Cooling Peak Hour | SS-D
2104015 | 12 | Building Loads - All Months - Peaks - Cooling Peak Outdoor Drybulb | SS-D
2104016 | 12 | Building Loads - All Months - Peaks - Cooling Peak Outdoor Wetbulb | SS-D
2104017 | 12 | Building Loads - All Months - Peaks - Heating Peak Day | SS-D
2104018 | 12 | Building Loads - All Months - Peaks - Heating Peak Hour | SS-D
2104019 | 12 | Building Loads - All Months - Peaks - Heating Peak Outdoor Drybulb | SS-D
2104020 | 12 | Building Loads - All Months - Peaks - Heating Peak Outdoor Wetbulb | SS-D
2104021 | 1 | Building Loads - Single Month - Sum - Cooling Energy | SS-D
2104022 | 1 | Building Loads - Single Month - Sum - Heating Energy | SS-D
2104023 | 1 | Building Loads - Single Month - Sum - Electrical Energy | SS-D
2104024 | 1 | Building Loads - Single Month - Peak - Cooling Energy | SS-D
2104025 | 1 | Building Loads - Single Month - Peak - Heating Energy | SS-D
2104026 | 1 | Building Loads - Single Month - Peak - Electrical Energy | SS-D
2104027 | 1 | Building Loads - Single Month - Peak - Cooling Peak Day | SS-D
2104028 | 1 | Building Loads - Single Month - Peak - Cooling Peak Hour | SS-D
2104029 | 1 | Building Loads - Single Month - Peak - Cooling Peak Outdoor Drybulb | SS-D
2104030 | 1 | Building Loads - Single Month - Peak - Cooling Peak Outdoor Wetbulb | SS-D
2104031 | 1 | Building Loads - Single Month - Peak - Heating Peak Day | SS-D
2104032 | 1 | Building Loads - Single Month - Peak - Heating Peak Hour | SS-D
2104033 | 1 | Building Loads - Single Month - Peak - Heating Peak Outdoor Drybulb | SS-D
2104034 | 1 | Building Loads - Single Month - Peak - Heating Peak Outdoor Wetbulb | SS-D
2105001 | 1 | Building Loads - Annual - Sum - Hours of Cooling Load | SS-E
2105002 | 1 | Building Loads - Annual - Sum - Hours of Heating Load | SS-E
2105003 | 1 | Building Loads - Annual - Sum - Hours Coincident Cool/Heat Load | SS-E
2105004 | 1 | Building Loads - Annual - Sum - Hours Floating | SS-E
2105005 | 1 | Building Loads - Annual - Sum - Hours Heat Available | SS-E
2105006 | 1 | Building Loads - Annual - Sum - Hours Cool Available | SS-E
2105007 | 1 | Building Loads - Annual - Sum - Hours Fans On | SS-E
2105008 | 1 | Building Loads - Annual - Sum - Hours Fans Cycle On | SS-E
2105009 | 1 | Building Loads - Annual - Sum - Hours Night Venting | SS-E
2105010 | 1 | Building Loads - Annual - Sum - Hours Floating w Fans On | SS-E
2105011 | 12 | Building Loads - All Months - Sums - Hours of Cooling Load | SS-E
2105012 | 12 | Building Loads - All Months - Sums - Hours of Heating Load | SS-E
2105013 | 12 | Building Loads - All Months - Sums - Hours Coincident Cool/Heat Load | SS-E
2105014 | 12 | Building Loads - All Months - Sums - Hours Floating | SS-E
2105015 | 12 | Building Loads - All Months - Sums - Hours Heat Available | SS-E
2105016 | 12 | Building Loads - All Months - Sums - Hours Cool Available | SS-E
2105017 | 12 | Building Loads - All Months - Sums - Hours Fans On | SS-E
2105018 | 12 | Building Loads - All Months - Sums - Hours Fans Cycle On | SS-E
2105019 | 12 | Building Loads - All Months - Sums - Hours Night Venting | SS-E
2105020 | 12 | Building Loads - All Months - Sums - Hours Floating w Fans On | SS-E
2105021 | 1 | Building Loads - Single Month - Sum - Hours of Cooling Load | SS-E
2105022 | 1 | Building Loads - Single Month - Sum - Hours of Heating Load | SS-E
2105023 | 1 | Building Loads - Single Month - Sum - Hours Coincident Cool/Heat Load | SS-E
2105024 | 1 | Building Loads - Single Month - Sum - Hours Floating | SS-E
2105025 | 1 | Building Loads - Single Month - Sum - Hours Heat Available | SS-E
2105026 | 1 | Building Loads - Single Month - Sum - Hours Cool Available | SS-E
2105027 | 1 | Building Loads - Single Month - Sum - Hours Fans On | SS-E
2105028 | 1 | Building Loads - Single Month - Sum - Hours Fans Cycle On | SS-E
2105029 | 1 | Building Loads - Single Month - Sum - Hours Night Venting | SS-E
2105030 | 1 | Building Loads - Single Month - Sum - Hours Floating w Fans On | SS-E
2106001 | 12 | HVAC Zone - All Months - Temperatures - Max Zone Temp | SS-F
2106002 | 12 | HVAC Zone - All Months - Temperatures - Min Zone Temp | SS-F
2106003 | 12 | HVAC Zone - All Months - Loads Not Met - Hours Under Heated | SS-F
2106004 | 12 | HVAC Zone - All Months - Loads Not Met - Hours Under Cooled | SS-F
2107001 | 1 | HVAC Zone - Annual Performance - Total - Cooling Energy | SS-G
2107002 | 1 | HVAC Zone - Annual Performance - Total - Heating Energy | SS-G
2107003 | 1 | HVAC Zone - Annual Performance - Total - Electrical Energy | SS-G
2107004 | 1 | HVAC Zone - Annual Performance - Peak - Cooling Energy | SS-G
2107005 | 1 | HVAC Zone - Annual Performance - Peak - Heating Energy | SS-G
2107006 | 1 | HVAC Zone - Annual Performance - Peak - Electrical Energy | SS-G
2107007 | 12 | HVAC Zone - All Months - Totals - Cooling Energy | SS-G
2107008 | 12 | HVAC Zone - All Months - Totals - Heating Energy | SS-G
2107009 | 12 | HVAC Zone - All Months - Totals - Electrical Energy | SS-G
2107010 | 12 | HVAC Zone - All Months - Peaks - Cooling Energy | SS-G
2107011 | 12 | HVAC Zone - All Months - Peaks - Heating Energy | SS-G
2107012 | 12 | HVAC Zone - All Months - Peaks - Electrical Energy | SS-G
2107013 | 12 | HVAC Zone - All Months - Peaks - Cooling Peak Day | SS-G
2107014 | 12 | HVAC Zone - All Months - Peaks - Cooling Peak Hour | SS-G
2107015 | 12 | HVAC Zone - All Months - Peaks - Cooling Peak Outdoor Drybulb | SS-G
2107016 | 12 | HVAC Zone - All Months - Peaks - Cooling Peak Outdoor Wetbulb | SS-G
2107017 | 12 | HVAC Zone - All Months - Peaks - Heating Peak Day | SS-G
2107018 | 12 | HVAC Zone - All Months - Peaks - Heating Peak Hour | SS-G
2107019 | 12 | HVAC Zone - All Months - Peaks - Heating Peak Outdoor Drybulb | SS-G
2107020 | 12 | HVAC Zone - All Months - Peaks - Heating Peak Outdoor Wetbulb | SS-G
2107021 | 1 | HVAC Zone - Single Month - Total - Cooling Energy | SS-G
2107022 | 1 | HVAC Zone - Single Month - Total - Heating Energy | SS-G
2107023 | 1 | HVAC Zone - Single Month - Total - Electrical Energy | SS-G
2107024 | 1 | HVAC Zone - Single Month - Peak - Cooling Energy | SS-G
2107025 | 1 | HVAC Zone - Single Month - Peak - Heating Energy | SS-G
2107026 | 1 | HVAC Zone - Single Month - Peak - Electrical Energy | SS-G
2107027 | 1 | HVAC Zone - Single Month - Peak - Cooling Peak Day | SS-G
2107028 | 1 | HVAC Zone - Single Month - Peak - Cooling Peak Hour | SS-G
2107029 | 1 | HVAC Zone - Single Month - Peak - Cooling Peak Outdoor Drybulb | SS-G
2107030 | 1 | HVAC Zone - Single Month - Peak - Cooling Peak Outdoor Wetbulb | SS-G
2107031 | 1 | HVAC Zone - Single Month - Peak - Heating Peak Day | SS-G
2107032 | 1 | HVAC Zone - Single Month - Peak - Heating Peak Hour | SS-G
2107033 | 1 | HVAC Zone - Single Month - Peak - Heating Peak Outdoor Drybulb | SS-G
2107034 | 1 | HVAC Zone - Single Month - Peak - Heating Peak Outdoor Wetbulb | SS-G
2108001 | 1 | HVAC Systems - Annual Performance - Fan Elec - Total | SS-H
2108002 | 12 | HVAC Systems - All Months - Fan Elec - Totals | SS-H
2108003 | 1 | HVAC Systems - Annual Performance - Fan Elec - Max | SS-H
2108004 | 1 | HVAC Systems - Annual Performance - Fuel Heat - Total | SS-H
2108005 | 1 | HVAC Systems - Annual Performance - Fuel Heat - Max | SS-H
2108006 | 1 | HVAC Systems - Annual Performance - Fuel Cool - Total | SS-H
2108007 | 1 | HVAC Systems - Annual Performance - Fuel Cool - Max | SS-H
2108008 | 1 | HVAC Systems - Annual Performance - Elec Heat - Total | SS-H
2108009 | 1 | HVAC Systems - Annual Performance - Elec Heat - Max | SS-H
2108010 | 1 | HVAC Systems - Annual Performance - Elec Cool - Total | SS-H
2108011 | 1 | HVAC Systems - Annual Performance - Elec Cool - Max | SS-H
2108012 | 12 | HVAC Systems - All Months - Fan Elec - Max | SS-H
2108013 | 12 | HVAC Systems - All Months - Fuel Heat - Total | SS-H
2108014 | 12 | HVAC Systems - All Months - Fuel Heat - Max | SS-H
2108015 | 12 | HVAC Systems - All Months - Fuel Cool - Total | SS-H
2108016 | 12 | HVAC Systems - All Months - Fuel Cool - Max | SS-H
2108017 | 12 | HVAC Systems - All Months - Elec Heat - Total | SS-H
2108018 | 12 | HVAC Systems - All Months - Elec Heat - Max | SS-H
2108019 | 12 | HVAC Systems - All Months - Elec Cool - Total | SS-H
2108020 | 12 | HVAC Systems - All Months - Elec Cool - Max | SS-H
2108021 | 1 | HVAC Systems - Single Month - Fan Elec - Max | SS-H
2108022 | 1 | HVAC Systems - Single Month - Fuel Heat - Total | SS-H
2108023 | 1 | HVAC Systems - Single Month - Fuel Heat - Max | SS-H
2108024 | 1 | HVAC Systems - Single Month - Fuel Cool - Total | SS-H
2108025 | 1 | HVAC Systems - Single Month - Fuel Cool - Max | SS-H
2108026 | 1 | HVAC Systems - Single Month - Elec Heat - Total | SS-H
2108027 | 1 | HVAC Systems - Single Month - Elec Heat - Max | SS-H
2108028 | 1 | HVAC Systems - Single Month - Elec Cool - Total | SS-H
2108029 | 1 | HVAC Systems - Single Month - Elec Cool - Max | SS-H
2109001 | 1 | HVAC Systems - Annual Performance - Total - Sensible Cooling Energy | SS-I
2109002 | 1 | HVAC Systems - Annual Performance - Total - Latent Cooling Energy | SS-I
2109003 | 1 | HVAC Systems - Annual Performance - Total - Sensible Heating Energy | SS-I
2109004 | 1 | HVAC Systems - Annual Performance - Total - Latent Heating Energy | SS-I
2109005 | 1 | HVAC Systems - Annual Performance - Peak - Total Cooling Energy | SS-I
2109006 | 1 | HVAC Systems - Annual Performance - Peak - Sensible Heat Ratio at Peak | SS-I
2109007 | 1 | HVAC Systems - Annual Performance - Peak - Total Heating Energy | SS-I
2110001 | 24 | HVAC Systems - Annual Performance - Peak - Sys Peak Cool/Heat Days - Pk Clg Ld Profile, Pk Clg Hr | SS-J
2110002 | 24 | HVAC Systems - Annual Performance - Peak - Sys Peak Cool/Heat Days - Sens Ht Ratio, Pk Clg Hr | SS-J
2110003 | 24 | HVAC Systems - Annual Performance - Peak - Sys Peak Cool/Heat Days - DB Temp, Pk Clg Hr | SS-J
2110004 | 24 | HVAC Systems - Annual Performance - Peak - Sys Peak Cool/Heat Days - WB Temp, Pk Clg Hr | SS-J
2110005 | 24 | HVAC Systems - Annual Performance - Peak - Sys Peak Cool/Heat Days - Pk Htg Ld Profile, Pk Htg Hr | SS-J
2110006 | 24 | HVAC Systems - Annual Performance - Peak - Sys Peak Cool/Heat Days - DB Temp, Pk Htg Hr | SS-J
2110007 | 24 | HVAC Systems - Annual Performance - Peak - Sys Peak Cool/Heat Days - WB Temp, Pk Htg Hr | SS-J
2110008 | 24 | HVAC Systems - Annual Performance - Peak - Sys Peak Cool/Heat Days - Pk Clg Ld Profile, Pk Clg Day | SS-J
2110009 | 24 | HVAC Systems - Annual Performance - Peak - Sys Peak Cool/Heat Days - Sens Ht Ratio, Pk Clg Day | SS-J
2110010 | 24 | HVAC Systems - Annual Performance - Peak - Sys Peak Cool/Heat Days - DB Temp, Pk Clg Day | SS-J
2110011 | 24 | HVAC Systems - Annual Performance - Peak - Sys Peak Cool/Heat Days - WB Temp, Pk Clg Day | SS-J
2110021 | 1 | HVAC Systems - Annual Performance - Peak - Sys Peak Cool/Heat Days - Peak Clg Ld | SS-J
2110022 | 1 | HVAC Systems - Annual Performance - Peak - Sys Peak Cool/Heat Days - Peak Htg Ld | SS-J
2110023 | 1 | HVAC Systems - Annual Performance - Peak - Sys Peak Cool/Heat Days - Peak Clg Day Sum | SS-J
2111001 | 1 | HVAC Systems - Annual Performance - Total - Ave Temp All Hrs | SS-K
2111002 | 1 | HVAC Systems - Annual Performance - Total - Ave Temp Cooling Hrs | SS-K
2111003 | 1 | HVAC Systems - Annual Performance - Total - Ave Temp Heating Hrs | SS-K
2111004 | 1 | HVAC Systems - Annual Performance - Total - Ave Temp Fan On Hrs | SS-K
2111005 | 1 | HVAC Systems - Annual Performance - Total - Ave Temp Fan Off Hrs | SS-K
2111006 | 12 | HVAC Systems - All Months - Totals - Ave Temp All Hrs | SS-K
2111007 | 12 | HVAC Systems - All Months - Totals - Ave Temp Cooling Hrs | SS-K
2111008 | 12 | HVAC Systems - All Months - Totals - Ave Temp Heating Hrs | SS-K
2111009 | 12 | HVAC Systems - All Months - Totals - Ave Temp Fan On Hrs | SS-K
2111010 | 12 | HVAC Systems - All Months - Totals - Ave Temp Fan Off Hrs | SS-K
2111011 | 1 | HVAC Systems - Single Month - Total - Ave Temp All Hrs | SS-K
2111012 | 1 | HVAC Systems - Single Month - Total - Ave Temp Cooling Hrs | SS-K
2111013 | 1 | HVAC Systems - Single Month - Total - Ave Temp Heating Hrs | SS-K
2111014 | 1 | HVAC Systems - Single Month - Total - Ave Temp Fan On Hrs | SS-K
2111015 | 1 | HVAC Systems - Single Month - Total - Ave Temp Fan Off Hrs | SS-K
2112002 | 1 | HVAC Systems - Annual Performance - Fan Elec during Heating | SS-L
2112003 | 1 | HVAC Systems - Annual Performance - Fan Elec during Cooling | SS-L
2112004 | 1 | HVAC Systems - Annual Performance - Fan Elec during Heat&Cool | SS-L
2112005 | 1 | HVAC Systems - Annual Performance - Fan Elec while Floating | SS-L
2112006 | 12 | HVAC Systems - Annual Performance - Fan Airflow Load Bins | SS-L
2112007 | 12 | HVAC Systems - All Months - Fan Elec during Heating | SS-L
2112008 | 12 | HVAC Systems - All Months - Fan Elec during Cooling | SS-L
2112009 | 12 | HVAC Systems - All Months - Fan Elec during Heat&Cool | SS-L
2112010 | 12 | HVAC Systems - All Months - Fan Elec while Floating | SS-L
2112011 | 1 | HVAC Systems - Single Month - Fan Electric during Heating | SS-L
2112012 | 1 | HVAC Systems - Single Month - Fan Electric during Cooling | SS-L
2112013 | 1 | HVAC Systems - Single Month - Fan Electric during Heat&Cool | SS-L
2112014 | 1 | HVAC Systems - Single Month - Fan Electric while Floating | SS-L
2112015 | 12 | HVAC Systems - Single Month - Fan Airflow Load Bins | SS-L
2112018 | 1 | HVAC Systems - Annual Performance - Total Fan Run Hours | SS-L
2112019 | 1 | HVAC Systems - Single Month - Total Fan Run Hours | SS-L
2113001 | 1 | Building Loads - Annual - Sum - Fan Elec during Heating | SS-M
2113002 | 1 | Building Loads - Annual - Sum - Fan Elec during Cooling | SS-M
2113003 | 1 | Building Loads - Annual - Sum - Fan Elec during Heat&Cool | SS-M
2113004 | 1 | Building Loads - Annual - Sum - Fan Elec while Floating | SS-M
2113005 | 12 | Building Loads - All Months - Sums - Fan Elec during Heating | SS-M
2113006 | 12 | Building Loads - All Months - Sums - Fan Elec during Cooling | SS-M
2113007 | 12 | Building Loads - All Months - Sums - Fan Elec during Heat&Cool | SS-M
2113008 | 12 | Building Loads - All Months - Sums - Fan Elec while Floating | SS-M
2117001 | 1 | HVAC Systems - Annual Performance - Total - Packaged Systems - Heating - Unit Load | SS-P
2117002 | 1 | HVAC Systems - Annual Performance - Total - Packaged Systems - Heating - Energy Use | SS-P
2117003 | 1 | HVAC Systems - Annual Performance - Total - Packaged Systems - Heating - Compressor Energy | SS-P
2117004 | 1 | HVAC Systems - Annual Performance - Total - Packaged Systems - Heating - Fan Energy | SS-P
2117005 | 12 | HVAC Systems - Annual Performance - Total - Packaged Systems - Heating - Compressor Bins | SS-P
2117006 | 12 | HVAC Systems - Annual Performance - Total - Packaged Systems - Heating - Fan Bins | SS-P
2117007 | 1 | HVAC Systems - Annual Performance - Peak - Packaged Systems - Heating - Unit Load | SS-P
2117008 | 1 | HVAC Systems - Annual Performance - Peak - Packaged Systems - Heating - Energy Use | SS-P
2117009 | 1 | HVAC Systems - Annual Performance - Peak - Packaged Systems - Heating - Compressor Energy | SS-P
2117010 | 1 | HVAC Systems - Annual Performance - Peak - Packaged Systems - Heating - Fan Energy | SS-P
2117011 | 1 | HVAC Systems - Annual Performance - Peak - Packaged Systems - Heating - Load Peak Month | SS-P
2117012 | 1 | HVAC Systems - Annual Performance - Peak - Packaged Systems - Heating - Load Peak Day | SS-P
2117013 | 1 | HVAC Systems - Annual Performance - Peak - Packaged Systems - Heating - Energy Peak Month | SS-P
2117014 | 1 | HVAC Systems - Annual Performance - Peak - Packaged Systems - Heating - Energy Peak Day | SS-P
2117015 | 1 | HVAC Systems - Annual Performance - Peak - Packaged Systems - Heating - Compressor Peak Month | SS-P
2117016 | 1 | HVAC Systems - Annual Performance - Peak - Packaged Systems - Heating - Compressor Peak Day | SS-P
2117017 | 1 | HVAC Systems - Annual Performance - Peak - Packaged Systems - Heating - Fan Peak Month | SS-P
2117018 | 1 | HVAC Systems - Annual Performance - Peak - Packaged Systems - Heating - Fan Peak Day | SS-P
2117019 | 12 | HVAC Systems - Annual Performance - Peak - Packaged Systems - Heating - Compressor Bins | SS-P
2117020 | 12 | HVAC Systems - Annual Performance - Peak - Packaged Systems - Heating - Fan Bins | SS-P
2117021 | 12 | HVAC Systems - All Months - Totals - Packaged Systems - Heating - Unit Load | SS-P
2117022 | 12 | HVAC Systems - All Months - Totals - Packaged Systems - Heating - Energy Use | SS-P
2117023 | 12 | HVAC Systems - All Months - Totals - Packaged Systems - Heating - Compressor Energy | SS-P
2117024 | 12 | HVAC Systems - All Months - Totals - Packaged Systems - Heating - Fan Energy | SS-P
2117025 | 12 | HVAC Systems - All Months - Peaks - Packaged Systems - Heating - Unit Load | SS-P
2117026 | 12 | HVAC Systems - All Months - Peaks - Packaged Systems - Heating - Energy Use | SS-P
2117027 | 12 | HVAC Systems - All Months - Peaks - Packaged Systems - Heating - Compressor Energy | SS-P
2117028 | 12 | HVAC Systems - All Months - Peaks - Packaged Systems - Heating - Fan Energy | SS-P
2117029 | 12 | HVAC Systems - All Months - Peaks - Packaged Systems - Heating - Load Peak Month | SS-P
2117030 | 12 | HVAC Systems - All Months - Peaks - Packaged Systems - Heating - Load Peak Day | SS-P
2117031 | 12 | HVAC Systems - All Months - Peaks - Packaged Systems - Heating - Energy Peak Month | SS-P
2117032 | 12 | HVAC Systems - All Months - Peaks - Packaged Systems - Heating - Energy Peak Day | SS-P
2117033 | 12 | HVAC Systems - All Months - Peaks - Packaged Systems - Heating - Compressor Peak Month | SS-P
2117034 | 12 | HVAC Systems - All Months - Peaks - Packaged Systems - Heating - Compressor Peak Day | SS-P
2117035 | 12 | HVAC Systems - All Months - Peaks - Packaged Systems - Heating - Fan Peak Month | SS-P
2117036 | 12 | HVAC Systems - All Months - Peaks - Packaged Systems - Heating - Fan Peak Day | SS-P
2117037 | 1 | HVAC Systems - Single Month - Total - Packaged Systems - Heating - Unit Load | SS-P
2117038 | 1 | HVAC Systems - Single Month - Total - Packaged Systems - Heating - Energy Use | SS-P
2117039 | 1 | HVAC Systems - Single Month - Total - Packaged Systems - Heating - Compressor Energy | SS-P
2117040 | 1 | HVAC Systems - Single Month - Total - Packaged Systems - Heating - Fan Energy | SS-P
2117041 | 12 | HVAC Systems - Single Month - Total - Packaged Systems - Heating - Compressor Bins | SS-P
2117042 | 12 | HVAC Systems - Single Month - Total - Packaged Systems - Heating - Fan Bins | SS-P
2117043 | 1 | HVAC Systems - Single Month - Peak - Packaged Systems - Heating - Unit Load | SS-P
2117044 | 1 | HVAC Systems - Single Month - Peak - Packaged Systems - Heating - Energy Use | SS-P
2117045 | 1 | HVAC Systems - Single Month - Peak - Packaged Systems - Heating - Compressor Energy | SS-P
2117046 | 1 | HVAC Systems - Single Month - Peak - Packaged Systems - Heating - Fan Energy | SS-P
2117047 | 1 | HVAC Systems - Single Month - Peak - Packaged Systems - Heating - Load Peak Month | SS-P
2117048 | 1 | HVAC Systems - Single Month - Peak - Packaged Systems - Heating - Load Peak Day | SS-P
2117049 | 1 | HVAC Systems - Single Month - Peak - Packaged Systems - Heating - Energy Peak Month | SS-P
2117050 | 1 | HVAC Systems - Single Month - Peak - Packaged Systems - Heating - Energy Peak Day | SS-P
2117051 | 1 | HVAC Systems - Single Month - Peak - Packaged Systems - Heating - Compressor Peak Month | SS-P
2117052 | 1 | HVAC Systems - Single Month - Peak - Packaged Systems - Heating - Compressor Peak Day | SS-P
2117053 | 1 | HVAC Systems - Single Month - Peak - Packaged Systems - Heating - Fan Peak Month | SS-P
2117054 | 1 | HVAC Systems - Single Month - Peak - Packaged Systems - Heating - Fan Peak Day | SS-P
2117055 | 12 | HVAC Systems - Single Month - Peak - Packaged Systems - Heating - Compressor Bins | SS-P
2117056 | 12 | HVAC Systems - Single Month - Peak - Packaged Systems - Heating - Fan Bins | SS-P
2117057 | 1 | HVAC Zone - Annual Performance - Total - Packaged Systems - Heating - Unit Load | SS-P
2117058 | 1 | HVAC Zone - Annual Performance - Total - Packaged Systems - Heating - Energy Use | SS-P
2117059 | 1 | HVAC Zone - Annual Performance - Total - Packaged Systems - Heating - Compressor Energy | SS-P
2117060 | 1 | HVAC Zone - Annual Performance - Total - Packaged Systems - Heating - Fan Energy | SS-P
2117061 | 12 | HVAC Zone - Annual Performance - Total - Packaged Systems - Heating - Compressor Bins | SS-P
2117062 | 12 | HVAC Zone - Annual Performance - Total - Packaged Systems - Heating - Fan Bins | SS-P
2117063 | 1 | HVAC Zone - Annual Performance - Peak - Packaged Systems - Heating - Unit Load | SS-P
2117064 | 1 | HVAC Zone - Annual Performance - Peak - Packaged Systems - Heating - Energy Use | SS-P
2117065 | 1 | HVAC Zone - Annual Performance - Peak - Packaged Systems - Heating - Compressor Energy | SS-P
2117066 | 1 | HVAC Zone - Annual Performance - Peak - Packaged Systems - Heating - Fan Energy | SS-P
2117067 | 1 | HVAC Zone - Annual Performance - Peak - Packaged Systems - Heating - Load Peak Month | SS-P
2117068 | 1 | HVAC Zone - Annual Performance - Peak - Packaged Systems - Heating - Load Peak Day | SS-P
2117069 | 1 | HVAC Zone - Annual Performance - Peak - Packaged Systems - Heating - Energy Peak Month | SS-P
2117070 | 1 | HVAC Zone - Annual Performance - Peak - Packaged Systems - Heating - Energy Peak Day | SS-P
2117071 | 1 | HVAC Zone - Annual Performance - Peak - Packaged Systems - Heating - Compressor Peak Month | SS-P
2117072 | 1 | HVAC Zone - Annual Performance - Peak - Packaged Systems - Heating - Compressor Peak Day | SS-P
2117073 | 1 | HVAC Zone - Annual Performance - Peak - Packaged Systems - Heating - Fan Peak Month | SS-P
2117074 | 1 | HVAC Zone - Annual Performance - Peak - Packaged Systems - Heating - Fan Peak Day | SS-P
2117075 | 12 | HVAC Zone - Annual Performance - Peak - Packaged Systems - Heating - Compressor Bins | SS-P
2117076 | 12 | HVAC Zone - Annual Performance - Peak - Packaged Systems - Heating - Fan Bins | SS-P
2117077 | 12 | HVAC Zone - All Months - Totals - Packaged Systems - Heating - Unit Load | SS-P
2117078 | 12 | HVAC Zone - All Months - Totals - Packaged Systems - Heating - Energy Use | SS-P
2117079 | 12 | HVAC Zone - All Months - Totals - Packaged Systems - Heating - Compressor Energy | SS-P
2117080 | 12 | HVAC Zone - All Months - Totals - Packaged Systems - Heating - Fan Energy | SS-P
2117081 | 12 | HVAC Zone - All Months - Peaks - Packaged Systems - Heating - Unit Load | SS-P
2117082 | 12 | HVAC Zone - All Months - Peaks - Packaged Systems - Heating - Energy Use | SS-P
2117083 | 12 | HVAC Zone - All Months - Peaks - Packaged Systems - Heating - Compressor Energy | SS-P
2117084 | 12 | HVAC Zone - All Months - Peaks - Packaged Systems - Heating - Fan Energy | SS-P
2117085 | 12 | HVAC Zone - All Months - Peaks - Packaged Systems - Heating - Load Peak Month | SS-P
2117086 | 12 | HVAC Zone - All Months - Peaks - Packaged Systems - Heating - Load Peak Day | SS-P
2117087 | 12 | HVAC Zone - All Months - Peaks - Packaged Systems - Heating - Energy Peak Month | SS-P
2117088 | 12 | HVAC Zone - All Months - Peaks - Packaged Systems - Heating - Energy Peak Day | SS-P
2117089 | 12 | HVAC Zone - All Months - Peaks - Packaged Systems - Heating - Compressor Peak Month | SS-P
2117090 | 12 | HVAC Zone - All Months - Peaks - Packaged Systems - Heating - Compressor Peak Day | SS-P
2117091 | 12 | HVAC Zone - All Months - Peaks - Packaged Systems - Heating - Fan Peak Month | SS-P
2117092 | 12 | HVAC Zone - All Months - Peaks - Packaged Systems - Heating - Fan Peak Day | SS-P
2117093 | 1 | HVAC Zone - Single Month - Total - Packaged Systems - Heating - Unit Load | SS-P
2117094 | 1 | HVAC Zone - Single Month - Total - Packaged Systems - Heating - Energy Use | SS-P
2117095 | 1 | HVAC Zone - Single Month - Total - Packaged Systems - Heating - Compressor Energy | SS-P
2117096 | 1 | HVAC Zone - Single Month - Total - Packaged Systems - Heating - Fan Energy | SS-P
2117097 | 12 | HVAC Zone - Single Month - Total - Packaged Systems - Heating - Compressor Bins | SS-P
2117098 | 12 | HVAC Zone - Single Month - Total - Packaged Systems - Heating - Fan Bins | SS-P
2117099 | 1 | HVAC Zone - Single Month - Peak - Packaged Systems - Heating - Unit Load | SS-P
2117100 | 1 | HVAC Zone - Single Month - Peak - Packaged Systems - Heating - Energy Use | SS-P
2117101 | 1 | HVAC Zone - Single Month - Peak - Packaged Systems - Heating - Compressor Energy | SS-P
2117102 | 1 | HVAC Zone - Single Month - Peak - Packaged Systems - Heating - Fan Energy | SS-P
2117103 | 1 | HVAC Zone - Single Month - Peak - Packaged Systems - Heating - Load Peak Month | SS-P
2117104 | 1 | HVAC Zone - Single Month - Peak - Packaged Systems - Heating - Load Peak Day | SS-P
2117105 | 1 | HVAC Zone - Single Month - Peak - Packaged Systems - Heating - Energy Peak Month | SS-P
2117106 | 1 | HVAC Zone - Single Month - Peak - Packaged Systems - Heating - Energy Peak Day | SS-P
2117107 | 1 | HVAC Zone - Single Month - Peak - Packaged Systems - Heating - Compressor Peak Month | SS-P
2117108 | 1 | HVAC Zone - Single Month - Peak - Packaged Systems - Heating - Compressor Peak Day | SS-P
2117109 | 1 | HVAC Zone - Single Month - Peak - Packaged Systems - Heating - Fan Peak Month | SS-P
2117110 | 1 | HVAC Zone - Single Month - Peak - Packaged Systems - Heating - Fan Peak Day | SS-P
2117111 | 12 | HVAC Zone - Single Month - Peak - Packaged Systems - Heating - Compressor Bins | SS-P
2117112 | 12 | HVAC Zone - Single Month - Peak - Packaged Systems - Heating - Fan Bins | SS-P
2118001 | 1 | HVAC Systems - Annual Performance - Total - Packaged Systems - Cooling - Unit Load | SS-P
2118002 | 1 | HVAC Systems - Annual Performance - Total - Packaged Systems - Cooling - Energy Use | SS-P
2118003 | 1 | HVAC Systems - Annual Performance - Total - Packaged Systems - Cooling - Compressor Energy | SS-P
2118004 | 1 | HVAC Systems - Annual Performance - Total - Packaged Systems - Cooling - Fan Energy | SS-P
2118005 | 12 | HVAC Systems - Annual Performance - Total - Packaged Systems - Cooling - Compressor Bins | SS-P
2118006 | 12 | HVAC Systems - Annual Performance - Total - Packaged Systems - Cooling - Fan Bins | SS-P
2118007 | 1 | HVAC Systems - Annual Performance - Peak - Packaged Systems - Cooling - Unit Load | SS-P
2118008 | 1 | HVAC Systems - Annual Performance - Peak - Packaged Systems - Cooling - Energy Use | SS-P
2118009 | 1 | HVAC Systems - Annual Performance - Peak - Packaged Systems - Cooling - Compressor Energy | SS-P
2118010 | 1 | HVAC Systems - Annual Performance - Peak - Packaged Systems - Cooling - Fan Energy | SS-P
2118011 | 1 | HVAC Systems - Annual Performance - Peak - Packaged Systems - Cooling - Load Peak Month | SS-P
2118012 | 1 | HVAC Systems - Annual Performance - Peak - Packaged Systems - Cooling - Load Peak Day | SS-P
2118013 | 1 | HVAC Systems - Annual Performance - Peak - Packaged Systems - Cooling - Energy Peak Month | SS-P
2118014 | 1 | HVAC Systems - Annual Performance - Peak - Packaged Systems - Cooling - Energy Peak Day | SS-P
2118015 | 1 | HVAC Systems - Annual Performance - Peak - Packaged Systems - Cooling - Compressor Peak Month | SS-P
2118016 | 1 | HVAC Systems - Annual Performance - Peak - Packaged Systems - Cooling - Compressor Peak Day | SS-P
2118017 | 1 | HVAC Systems - Annual Performance - Peak - Packaged Systems - Cooling - Fan Peak Month | SS-P
2118018 | 1 | HVAC Systems - Annual Performance - Peak - Packaged Systems - Cooling - Fan Peak Day | SS-P
2118019 | 12 | HVAC Systems - Annual Performance - Peak - Packaged Systems - Cooling - Compressor Bins | SS-P
2118020 | 12 | HVAC Systems - Annual Performance - Peak - Packaged Systems - Cooling - Fan Bins | SS-P
2118021 | 12 | HVAC Systems - All Months - Totals - Packaged Systems - Cooling - Unit Load | SS-P
2118022 | 12 | HVAC Systems - All Months - Totals - Packaged Systems - Cooling - Energy Use | SS-P
2118023 | 12 | HVAC Systems - All Months - Totals - Packaged Systems - Cooling - Compressor Energy | SS-P
2118024 | 12 | HVAC Systems - All Months - Totals - Packaged Systems - Cooling - Fan Energy | SS-P
2118025 | 12 | HVAC Systems - All Months - Peaks - Packaged Systems - Cooling - Unit Load | SS-P
2118026 | 12 | HVAC Systems - All Months - Peaks - Packaged Systems - Cooling - Energy Use | SS-P
2118027 | 12 | HVAC Systems - All Months - Peaks - Packaged Systems - Cooling - Compressor Energy | SS-P
2118028 | 12 | HVAC Systems - All Months - Peaks - Packaged Systems - Cooling - Fan Energy | SS-P
2118029 | 12 | HVAC Systems - All Months - Peaks - Packaged Systems - Cooling - Load Peak Month | SS-P
2118030 | 12 | HVAC Systems - All Months - Peaks - Packaged Systems - Cooling - Load Peak Day | SS-P
2118031 | 12 | HVAC Systems - All Months - Peaks - Packaged Systems - Cooling - Energy Peak Month | SS-P
2118032 | 12 | HVAC Systems - All Months - Peaks - Packaged Systems - Cooling - Energy Peak Day | SS-P
2118033 | 12 | HVAC Systems - All Months - Peaks - Packaged Systems - Cooling - Compressor Peak Month | SS-P
2118034 | 12 | HVAC Systems - All Months - Peaks - Packaged Systems - Cooling - Compressor Peak Day | SS-P
2118035 | 12 | HVAC Systems - All Months - Peaks - Packaged Systems - Cooling - Fan Peak Month | SS-P
2118036 | 12 | HVAC Systems - All Months - Peaks - Packaged Systems - Cooling - Fan Peak Day | SS-P
2118037 | 1 | HVAC Systems - Single Month - Total - Packaged Systems - Cooling - Unit Load | SS-P
2118038 | 1 | HVAC Systems - Single Month - Total - Packaged Systems - Cooling - Energy Use | SS-P
2118039 | 1 | HVAC Systems - Single Month - Total - Packaged Systems - Cooling - Compressor Energy | SS-P
2118040 | 1 | HVAC Systems - Single Month - Total - Packaged Systems - Cooling - Fan Energy | SS-P
2118041 | 12 | HVAC Systems - Single Month - Total - Packaged Systems - Cooling - Compressor Bins | SS-P
2118042 | 12 | HVAC Systems - Single Month - Total - Packaged Systems - Cooling - Fan Bins | SS-P
2118043 | 1 | HVAC Systems - Single Month - Peak - Packaged Systems - Cooling - Unit Load | SS-P
2118044 | 1 | HVAC Systems - Single Month - Peak - Packaged Systems - Cooling - Energy Use | SS-P
2118045 | 1 | HVAC Systems - Single Month - Peak - Packaged Systems - Cooling - Compressor Energy | SS-P
2118046 | 1 | HVAC Systems - Single Month - Peak - Packaged Systems - Cooling - Fan Energy | SS-P
2118047 | 1 | HVAC Systems - Single Month - Peak - Packaged Systems - Cooling - Load Peak Month | SS-P
2118048 | 1 | HVAC Systems - Single Month - Peak - Packaged Systems - Cooling - Load Peak Day | SS-P
2118049 | 1 | HVAC Systems - Single Month - Peak - Packaged Systems - Cooling - Energy Peak Month | SS-P
2118050 | 1 | HVAC Systems - Single Month - Peak - Packaged Systems - Cooling - Energy Peak Day | SS-P
2118051 | 1 | HVAC Systems - Single Month - Peak - Packaged Systems - Cooling - Compressor Peak Month | SS-P
2118052 | 1 | HVAC Systems - Single Month - Peak - Packaged Systems - Cooling - Compressor Peak Day | SS-P
2118053 | 1 | HVAC Systems - Single Month - Peak - Packaged Systems - Cooling - Fan Peak Month | SS-P
2118054 | 1 | HVAC Systems - Single Month - Peak - Packaged Systems - Cooling - Fan Peak Day | SS-P
2118055 | 12 | HVAC Systems - Single Month - Peak - Packaged Systems - Cooling - Compressor Bins | SS-P
2118056 | 12 | HVAC Systems - Single Month - Peak - Packaged Systems - Cooling - Fan Bins | SS-P
2118057 | 1 | HVAC Zone - Annual Performance - Total - Packaged Systems - Cooling - Unit Load | SS-P
2118058 | 1 | HVAC Zone - Annual Performance - Total - Packaged Systems - Cooling - Energy Use | SS-P
2118059 | 1 | HVAC Zone - Annual Performance - Total - Packaged Systems - Cooling - Compressor Energy | SS-P
2118060 | 1 | HVAC Zone - Annual Performance - Total - Packaged Systems - Cooling - Fan Energy | SS-P
2118061 | 12 | HVAC Zone - Annual Performance - Total - Packaged Systems - Cooling - Compressor Bins | SS-P
2118062 | 12 | HVAC Zone - Annual Performance - Total - Packaged Systems - Cooling - Fan Bins | SS-P
2118063 | 1 | HVAC Zone - Annual Performance - Peak - Packaged Systems - Cooling - Unit Load | SS-P
2118064 | 1 | HVAC Zone - Annual Performance - Peak - Packaged Systems - Cooling - Energy Use | SS-P
2118065 | 1 | HVAC Zone - Annual Performance - Peak - Packaged Systems - Cooling - Compressor Energy | SS-P
2118066 | 1 | HVAC Zone - Annual Performance - Peak - Packaged Systems - Cooling - Fan Energy | SS-P
2118067 | 1 | HVAC Zone - Annual Performance - Peak - Packaged Systems - Cooling - Load Peak Month | SS-P
2118068 | 1 | HVAC Zone - Annual Performance - Peak - Packaged Systems - Cooling - Load Peak Day | SS-P
2118069 | 1 | HVAC Zone - Annual Performance - Peak - Packaged Systems - Cooling - Energy Peak Month | SS-P
2118070 | 1 | HVAC Zone - Annual Performance - Peak - Packaged Systems - Cooling - Energy Peak Day | SS-P
2118071 | 1 | HVAC Zone - Annual Performance - Peak - Packaged Systems - Cooling - Compressor Peak Month | SS-P
2118072 | 1 | HVAC Zone - Annual Performance - Peak - Packaged Systems - Cooling - Compressor Peak Day | SS-P
2118073 | 1 | HVAC Zone - Annual Performance - Peak - Packaged Systems - Cooling - Fan Peak Month | SS-P
2118074 | 1 | HVAC Zone - Annual Performance - Peak - Packaged Systems - Cooling - Fan Peak Day | SS-P
2118075 | 12 | HVAC Zone - Annual Performance - Peak - Packaged Systems - Cooling - Compressor Bins | SS-P
2118076 | 12 | HVAC Zone - Annual Performance - Peak - Packaged Systems - Cooling - Fan Bins | SS-P
2118077 | 12 | HVAC Zone - All Months - Totals - Packaged Systems - Cooling - Unit Load | SS-P
2118078 | 12 | HVAC Zone - All Months - Totals - Packaged Systems - Cooling - Energy Use | SS-P
2118079 | 12 | HVAC Zone - All Months - Totals - Packaged Systems - Cooling - Compressor Energy | SS-P
2118080 | 12 | HVAC Zone - All Months - Totals - Packaged Systems - Cooling - Fan Energy | SS-P
2118081 | 12 | HVAC Zone - All Months - Peaks - Packaged Systems - Cooling - Unit Load | SS-P
2118082 | 12 | HVAC Zone - All Months - Peaks - Packaged Systems - Cooling - Energy Use | SS-P
2118083 | 12 | HVAC Zone - All Months - Peaks - Packaged Systems - Cooling - Compressor Energy | SS-P
2118084 | 12 | HVAC Zone - All Months - Peaks - Packaged Systems - Cooling - Fan Energy | SS-P
2118085 | 12 | HVAC Zone - All Months - Peaks - Packaged Systems - Cooling - Load Peak Month | SS-P
2118086 | 12 | HVAC Zone - All Months - Peaks - Packaged Systems - Cooling - Load Peak Day | SS-P
2118087 | 12 | HVAC Zone - All Months - Peaks - Packaged Systems - Cooling - Energy Peak Month | SS-P
2118088 | 12 | HVAC Zone - All Months - Peaks - Packaged Systems - Cooling - Energy Peak Day | SS-P
2118089 | 12 | HVAC Zone - All Months - Peaks - Packaged Systems - Cooling - Compressor Peak Month | SS-P
2118090 | 12 | HVAC Zone - All Months - Peaks - Packaged Systems - Cooling - Compressor Peak Day | SS-P
2118091 | 12 | HVAC Zone - All Months - Peaks - Packaged Systems - Cooling - Fan Peak Month | SS-P
2118092 | 12 | HVAC Zone - All Months - Peaks - Packaged Systems - Cooling - Fan Peak Day | SS-P
2118093 | 1 | HVAC Zone - Single Month - Total - Packaged Systems - Cooling - Unit Load | SS-P
2118094 | 1 | HVAC Zone - Single Month - Total - Packaged Systems - Cooling - Energy Use | SS-P
2118095 | 1 | HVAC Zone - Single Month - Total - Packaged Systems - Cooling - Compressor Energy | SS-P
2118096 | 1 | HVAC Zone - Single Month - Total - Packaged Systems - Cooling - Fan Energy | SS-P
2118097 | 12 | HVAC Zone - Single Month - Total - Packaged Systems - Cooling - Compressor Bins | SS-P
2118098 | 12 | HVAC Zone - Single Month - Total - Packaged Systems - Cooling - Fan Bins | SS-P
2118099 | 1 | HVAC Zone - Single Month - Peak - Packaged Systems - Cooling - Unit Load | SS-P
2118100 | 1 | HVAC Zone - Single Month - Peak - Packaged Systems - Cooling - Energy Use | SS-P
2118101 | 1 | HVAC Zone - Single Month - Peak - Packaged Systems - Cooling - Compressor Energy | SS-P
2118102 | 1 | HVAC Zone - Single Month - Peak - Packaged Systems - Cooling - Fan Energy | SS-P
2118103 | 1 | HVAC Zone - Single Month - Peak - Packaged Systems - Cooling - Load Peak Month | SS-P
2118104 | 1 | HVAC Zone - Single Month - Peak - Packaged Systems - Cooling - Load Peak Day | SS-P
2118105 | 1 | HVAC Zone - Single Month - Peak - Packaged Systems - Cooling - Energy Peak Month | SS-P
2118106 | 1 | HVAC Zone - Single Month - Peak - Packaged Systems - Cooling - Energy Peak Day | SS-P
2118107 | 1 | HVAC Zone - Single Month - Peak - Packaged Systems - Cooling - Compressor Peak Month | SS-P
2118108 | 1 | HVAC Zone - Single Month - Peak - Packaged Systems - Cooling - Compressor Peak Day | SS-P
2118109 | 1 | HVAC Zone - Single Month - Peak - Packaged Systems - Cooling - Fan Peak Month | SS-P
2118110 | 1 | HVAC Zone - Single Month - Peak - Packaged Systems - Cooling - Fan Peak Day | SS-P
2118111 | 12 | HVAC Zone - Single Month - Peak - Packaged Systems - Cooling - Compressor Bins | SS-P
2118112 | 12 | HVAC Zone - Single Month - Peak - Packaged Systems - Cooling - Fan Bins | SS-P
2124001 | 1 | Zone Performance Summary - Zone of Max Heating Demand (hours) | SS-R
2124002 | 1 | Zone Performance Summary - Zone of Max Cooling Demand (hours) | SS-R
2124003 | 1 | Zone Performance Summary - Zone Under Heated (hours) | SS-R
2124004 | 1 | Zone Performance Summary - Zone Under Cooled (hours) | SS-R
2124005 | 1 | Zone Performance Summary - Num Hours in Part Load Range - 0- 10 | SS-R
2124006 | 1 | Zone Performance Summary - Num Hours in Part Load Range - 10- 20 | SS-R
2124007 | 1 | Zone Performance Summary - Num Hours in Part Load Range - 20- 30 | SS-R
2124008 | 1 | Zone Performance Summary - Num Hours in Part Load Range - 30- 40 | SS-R
2124009 | 1 | Zone Performance Summary - Num Hours in Part Load Range - 40- 50 | SS-R
2124010 | 1 | Zone Performance Summary - Num Hours in Part Load Range - 50- 60 | SS-R
2124011 | 1 | Zone Performance Summary - Num Hours in Part Load Range - 60- 70 | SS-R
2124012 | 1 | Zone Performance Summary - Num Hours in Part Load Range - 70- 80 | SS-R
2124013 | 1 | Zone Performance Summary - Num Hours in Part Load Range - 80- 90 | SS-R
2124014 | 1 | Zone Performance Summary - Num Hours in Part Load Range - 90-100 | SS-R
2124015 | 1 | Zone Performance Summary - Num Hours in Part Load Range - 100+ | SS-R
2124016 | 11 | Zone Performance Summary - Num Hours in Part Load Range - Array of 11 Vals | SS-R
2124017 | 1 | Zone Performance Summary - Total Run Hours | SS-R
2124018 | 1 | Zone Performance Summary - System - Zone of Max Heating Demand (hours) | SS-R
2124019 | 1 | Zone Performance Summary - System - Zone of Max Cooling Demand (hours) | SS-R
2124020 | 1 | Zone Performance Summary - System - Zone Under Heated (hours) | SS-R
2124021 | 1 | Zone Performance Summary - System - Zone Under Cooled (hours) | SS-R
2201001 | 1 | HVAC Systems - Design Parameters - General - System Type | SV-A
2201002 | 1 | HVAC Systems - Design Parameters - General - Altitude Factor | SV-A
2201003 | 1 | HVAC Systems - Design Parameters - General - Floor Area | SV-A
2201004 | 1 | HVAC Systems - Design Parameters - General - Maximum People | SV-A
2201005 | 1 | HVAC Systems - Design Parameters - General - Outside Air Ratio | SV-A
2201006 | 1 | HVAC Systems - Design Parameters - General - Cooling Capacity | SV-A
2201007 | 1 | HVAC Systems - Design Parameters - General - Sensible Heat Ratio | SV-A
2201008 | 1 | HVAC Systems - Design Parameters - General - Heating Capacity | SV-A
2201009 | 1 | HVAC Systems - Design Parameters - General - Cooling EIR | SV-A
2201010 | 1 | HVAC Systems - Design Parameters - General - Heating EIR | SV-A
2201011 | 1 | HVAC Systems - Design Parameters - General - Heat Pump Supplemental Heat | SV-A
2201012 | 1 | HVAC Systems - Design Parameters - Supply Fan - Airflow | SV-A
2201013 | 1 | HVAC Systems - Design Parameters - Supply Fan - Diversity Factor | SV-A
2201014 | 1 | HVAC Systems - Design Parameters - Supply Fan - Power | SV-A
2201015 | 1 | HVAC Systems - Design Parameters - Supply Fan - Air Temperature Rise | SV-A
2201016 | 1 | HVAC Systems - Design Parameters - Supply Fan - Total Static Pressure | SV-A
2201017 | 1 | HVAC Systems - Design Parameters - Supply Fan - Overall Efficiency | SV-A
2201018 | 1 | HVAC Systems - Design Parameters - Supply Fan - Mechanical Efficiency | SV-A
2201019 | 1 | HVAC Systems - Design Parameters - Supply Fan - Fan Placement | SV-A
2201020 | 1 | HVAC Systems - Design Parameters - Supply Fan - Fan Control | SV-A
2201021 | 1 | HVAC Systems - Design Parameters - Supply Fan - Maximum Fan Output | SV-A
2201022 | 1 | HVAC Systems - Design Parameters - Supply Fan - Minimum Fan Output | SV-A
2201023 | 1 | HVAC Systems - Design Parameters - Return Fan - Airflow | SV-A
2201024 | 1 | HVAC Systems - Design Parameters - Return Fan - Diversity Factor | SV-A
2201025 | 1 | HVAC Systems - Design Parameters - Return Fan - Power | SV-A
2201026 | 1 | HVAC Systems - Design Parameters - Return Fan - Air Temperature Rise | SV-A
2201027 | 1 | HVAC Systems - Design Parameters - Return Fan - Total Static Pressure | SV-A
2201028 | 1 | HVAC Systems - Design Parameters - Return Fan - Overall Efficiency | SV-A
2201029 | 1 | HVAC Systems - Design Parameters - Return Fan - Mechanical Efficiency | SV-A
2201030 | 1 | HVAC Systems - Design Parameters - Return Fan - Fan Placement | SV-A
2201031 | 1 | HVAC Systems - Design Parameters - Return Fan - Fan Control | SV-A
2201032 | 1 | HVAC Systems - Design Parameters - Return Fan - Maximum Fan Output | SV-A
2201033 | 1 | HVAC Systems - Design Parameters - Return Fan - Minimum Fan Output | SV-A
2201034 | 1 | HVAC Systems - Design Parameters - Hot Deck Fan (Dual Fan) - Airflow | SV-A
2201035 | 1 | HVAC Systems - Design Parameters - Hot Deck Fan (Dual Fan) - Diversity Factor | SV-A
2201036 | 1 | HVAC Systems - Design Parameters - Hot Deck Fan (Dual Fan) - Power | SV-A
2201037 | 1 | HVAC Systems - Design Parameters - Hot Deck Fan (Dual Fan) - Air Temperature Rise | SV-A
2201038 | 1 | HVAC Systems - Design Parameters - Hot Deck Fan (Dual Fan) - Total Static Pressure | SV-A
2201039 | 1 | HVAC Systems - Design Parameters - Hot Deck Fan (Dual Fan) - Overall Efficiency | SV-A
2201040 | 1 | HVAC Systems - Design Parameters - Hot Deck Fan (Dual Fan) - Mechanical Efficiency | SV-A
2201041 | 1 | HVAC Systems - Design Parameters - Hot Deck Fan (Dual Fan) - Fan Placement | SV-A
2201042 | 1 | HVAC Systems - Design Parameters - Hot Deck Fan (Dual Fan) - Fan Control | SV-A
2201043 | 1 | HVAC Systems - Design Parameters - Hot Deck Fan (Dual Fan) - Maximum Fan Output | SV-A
2201044 | 1 | HVAC Systems - Design Parameters - Hot Deck Fan (Dual Fan) - Minimum Fan Output | SV-A
2201045 | 1 | HVAC Systems - Design Parameters - Zone Design Data - General - Supply Airflow | SV-A
2201046 | 1 | HVAC Systems - Design Parameters - Zone Design Data - General - Exhaust Airflow | SV-A
2201047 | 1 | HVAC Systems - Design Parameters - Zone Design Data - General - Zone Fan Power | SV-A
2201048 | 1 | HVAC Systems - Design Parameters - Zone Design Data - General - Minimum Airflow Ratio | SV-A
2201049 | 1 | HVAC Systems - Design Parameters - Zone Design Data - General - Outside Airflow | SV-A
2201050 | 1 | HVAC Systems - Design Parameters - Zone Design Data - General - Cooling Capacity | SV-A
2201051 | 1 | HVAC Systems - Design Parameters - Zone Design Data - General - Sensible Heat Ratio | SV-A
2201052 | 1 | HVAC Systems - Design Parameters - Zone Design Data - General - Heat Extraction Rate | SV-A
2201053 | 1 | HVAC Systems - Design Parameters - Zone Design Data - General - Heating Capacity | SV-A
2201054 | 1 | HVAC Systems - Design Parameters - Zone Design Data - General - Heat Addition Rate | SV-A
2201055 | 1 | HVAC Systems - Design Parameters - Zone Design Data - General - Zone Multiplier | SV-A
2201056 | 1 | HVAC Systems - Design Parameters - Zone Design Data - Dual-Duct/Multizone Boxes - Cold Deck Airflow | SV-A
2201057 | 1 | HVAC Systems - Design Parameters - Zone Design Data - Dual-Duct/Multizone Boxes - Cold Deck Minimum Flow Ratio | SV-A
2201058 | 1 | HVAC Systems - Design Parameters - Zone Design Data - Dual-Duct/Multizone Boxes - Hot Deck Airflow | SV-A
2201059 | 1 | HVAC Systems - Design Parameters - Zone Design Data - Dual-Duct/Multizone Boxes - Hot Deck Minimum Airflow Ratio | SV-A
2201060 | 1 | HVAC Systems - Design Parameters - Zone Design Data - Dual-Duct/Multizone Boxes - Outlet Airflow | SV-A
2201061 | 1 | HVAC Systems - Design Parameters - Zone Design Data - Dual-Duct/Multizone Boxes - Outlet Minimum Airflow Ratio | SV-A
2201062 | 1 | HVAC Systems - Design Parameters - Zone Design Data - Dual-Duct/Multizone Boxes - Source of Outlet Minimum Airflow | SV-A
2201063 | 1 | HVAC Systems - Design Parameters - Zone Design Data - General - Baseboards | SV-A
2201064 | 1 | HVAC Systems - number of air handlers for this system - user entered | SV-A
2201065 | 1 | HVAC Systems - number of air handlers for this system - calculated for VRF branch piping | SV-A
2201066 | 1 | HVAC Systems - VRF branch gas pipe nominal diameter | SV-A
2202001 | 1 | HVAC Systems - Design Parameters - Zone Design Data - Powered Induction Units - Fan Flow | SV-B
2202002 | 1 | HVAC Systems - Design Parameters - Zone Design Data - Powered Induction Units - Cold Deck Flow | SV-B
2202003 | 1 | HVAC Systems - Design Parameters - Zone Design Data - Powered Induction Units - Cold Deck Minimum Airflow Ratio | SV-B
2202004 | 1 | HVAC Systems - Design Parameters - Zone Design Data - Powered Induction Units - Reheat Temperature Rise | SV-B
2202005 | 1 | HVAC Systems - Design Parameters - Zone Design Data - Powered Induction Units - Fan Air Temperature Rise | SV-B
2202006 | 1 | HVAC Systems - Design Parameters - Zone Design Data - Powered Induction Units - Fan kW | SV-B
2301001 | 1 | Plant Performance - Annual - Heating Load | PS-A
2301002 | 1 | Plant Performance - Annual - Cooling Load | PS-A
2301003 | 1 | Plant Performance - Annual - Electrical Load | PS-A
2301004 | 1 | Plant Performance - Annual - Recovered Energy | PS-A
2301005 | 1 | Plant Performance - Annual - Wasted Recoverable Energy | PS-A
2301006 | 1 | Plant Performance - Annual - Cooling Fuel Input | PS-A
2301007 | 1 | Plant Performance - Annual - Cooling Electrical Input | PS-A
2301008 | 1 | Plant Performance - Annual - Heating Fuel Input | PS-A
2301009 | 1 | Plant Performance - Annual - Heating Electrical Input | PS-A
2301010 | 1 | Plant Performance - Annual - Generation Fuel Input | PS-A
2301011 | 1 | Plant Performance - Annual - Total Fuel Input | PS-A
2301012 | 1 | Plant Performance - Annual - Total Site Energy | PS-A
2301013 | 1 | Plant Performance - Annual - Total Source Energy | PS-A
2301014 | 12 | Plant Performance - All Months - Heating Load | PS-A
2301015 | 12 | Plant Performance - All Months - Cooling Load | PS-A
2301016 | 12 | Plant Performance - All Months - Electrical Load | PS-A
2301017 | 12 | Plant Performance - All Months - Recovered Energy | PS-A
2301018 | 12 | Plant Performance - All Months - Wasted Recoverable Energy | PS-A
2301019 | 12 | Plant Performance - All Months - Cooling Fuel Input | PS-A
2301020 | 12 | Plant Performance - All Months - Cooling Electrical Input | PS-A
2301021 | 12 | Plant Performance - All Months - Heating Fuel Input | PS-A
2301022 | 12 | Plant Performance - All Months - Heating Electrical Input | PS-A
2301023 | 12 | Plant Performance - All Months - Generation Fuel Input | PS-A
2301024 | 12 | Plant Performance - All Months - Total Fuel Input | PS-A
2301025 | 12 | Plant Performance - All Months - Total Site Energy | PS-A
2301026 | 12 | Plant Performance - All Months - Total Source Energy | PS-A
2301027 | 1 | Plant Performance - Single Month - Heating Load | PS-A
2301028 | 1 | Plant Performance - Single Month - Cooling Load | PS-A
2301029 | 1 | Plant Performance - Single Month - Electrical Load | PS-A
2301030 | 1 | Plant Performance - Single Month - Recovered Energy | PS-A
2301031 | 1 | Plant Performance - Single Month - Wasted Recoverable Energy | PS-A
2301032 | 1 | Plant Performance - Single Month - Cooling Fuel Input | PS-A
2301033 | 1 | Plant Performance - Single Month - Cooling Electrical Input | PS-A
2301034 | 1 | Plant Performance - Single Month - Heating Fuel Input | PS-A
2301035 | 1 | Plant Performance - Single Month - Heating Electrical Input | PS-A
2301036 | 1 | Plant Performance - Single Month - Generation Fuel Input | PS-A
2301037 | 1 | Plant Performance - Single Month - Total Fuel Input | PS-A
2301038 | 1 | Plant Performance - Single Month - Total Site Energy | PS-A
2301039 | 1 | Plant Performance - Single Month - Total Source Energy | PS-A
2303009 | 1 | Plant Performance - PUMP - Electric Use (kWh) | PS-C
2303010 | 1 | Plant Performance - PUMP - Electric Demand (kW) | PS-C
2303011 | 1 | Plant Performance - PUMP - Electric Peak Month | PS-C
2303012 | 1 | Plant Performance - PUMP - Electric Peak Day | PS-C
2303051 | 1 | Plant Performance - COOLING TOWER - Cooling Load (BTU) | PS-C
2303052 | 1 | Plant Performance - COOLING TOWER - Cooling Peak (kBTU/hr) | PS-C
2303053 | 1 | Plant Performance - COOLING TOWER - Cooling Peak Month | PS-C
2303054 | 1 | Plant Performance - COOLING TOWER - Cooling Peak Day | PS-C
2303059 | 1 | Plant Performance - COOLING TOWER - Electric Use (kWh) | PS-C
2303060 | 1 | Plant Performance - COOLING TOWER - Electric Demand (kW) | PS-C
2303061 | 1 | Plant Performance - COOLING TOWER - Electric Peak Month | PS-C
2303062 | 1 | Plant Performance - COOLING TOWER - Electric Peak Day | PS-C
2303063 | 1 | Plant Performance - COOLING TOWER - Total Run Hours | PS-C
2303071 | 1 | Plant Performance - CHILLER (w/ HEAT-INPUT-RATIO > 0) - Cooling Load (BTU) | PS-C
2303072 | 1 | Plant Performance - CHILLER (w/ HEAT-INPUT-RATIO > 0) - Cooling Peak (kBTU/hr) | PS-C
2303073 | 1 | Plant Performance - CHILLER (w/ HEAT-INPUT-RATIO > 0) - Cooling Peak Month | PS-C
2303074 | 1 | Plant Performance - CHILLER (w/ HEAT-INPUT-RATIO > 0) - Cooling Peak Day | PS-C
2303075 | 1 | Plant Performance - CHILLER (w/ HEAT-INPUT-RATIO > 0) - Heating Load (BTU) | PS-C
2303076 | 1 | Plant Performance - CHILLER (w/ HEAT-INPUT-RATIO > 0) - Heating Peak (kBTU/hr) | PS-C
2303077 | 1 | Plant Performance - CHILLER (w/ HEAT-INPUT-RATIO > 0) - Heating Peak Month | PS-C
2303078 | 1 | Plant Performance - CHILLER (w/ HEAT-INPUT-RATIO > 0) - Heating Peak Day | PS-C
2303079 | 1 | Plant Performance - CHILLER (w/ HEAT-INPUT-RATIO > 0) - Electric Use (kWh) | PS-C
2303080 | 1 | Plant Performance - CHILLER (w/ HEAT-INPUT-RATIO > 0) - Electric Demand (kW) | PS-C
2303081 | 1 | Plant Performance - CHILLER (w/ HEAT-INPUT-RATIO > 0) - Electric Peak Month | PS-C
2303082 | 1 | Plant Performance - CHILLER (w/ HEAT-INPUT-RATIO > 0) - Electric Peak Day | PS-C
2303083 | 1 | Plant Performance - CHILLER (w/ HEAT-INPUT-RATIO > 0) - Fuel Use (BTU) | PS-C
2303084 | 1 | Plant Performance - CHILLER (w/ HEAT-INPUT-RATIO > 0) - Fuel Demand (kBTU/hr) | PS-C
2303085 | 1 | Plant Performance - CHILLER (w/ HEAT-INPUT-RATIO > 0) - Fuel Peak Month | PS-C
2303086 | 1 | Plant Performance - CHILLER (w/ HEAT-INPUT-RATIO > 0) - Fuel Peak Day | PS-C
2303087 | 1 | Plant Performance - CHILLER (w/ HEAT-INPUT-RATIO > 0) - # of Hours within Part Load range - 100+ | PS-C
2303088 | 1 | Plant Performance - CHILLER (w/ HEAT-INPUT-RATIO > 0) - Total Run Hours | PS-C
2303091 | 1 | Plant Performance - CHILLER (w/ HEAT-INPUT-RATIO <= 0) - Cooling Load (BTU) | PS-C
2303092 | 1 | Plant Performance - CHILLER (w/ HEAT-INPUT-RATIO <= 0) - Cooling Peak (kBTU/hr) | PS-C
2303093 | 1 | Plant Performance - CHILLER (w/ HEAT-INPUT-RATIO <= 0) - Cooling Peak Month | PS-C
2303094 | 1 | Plant Performance - CHILLER (w/ HEAT-INPUT-RATIO <= 0) - Cooling Peak Day | PS-C
2303095 | 1 | Plant Performance - CHILLER (w/ HEAT-INPUT-RATIO <= 0) - Heating Load (BTU) | PS-C
2303096 | 1 | Plant Performance - CHILLER (w/ HEAT-INPUT-RATIO <= 0) - Heating Peak (kBTU/hr) | PS-C
2303097 | 1 | Plant Performance - CHILLER (w/ HEAT-INPUT-RATIO <= 0) - Heating Peak Month | PS-C
2303098 | 1 | Plant Performance - CHILLER (w/ HEAT-INPUT-RATIO <= 0) - Heating Peak Day | PS-C
2303099 | 1 | Plant Performance - CHILLER (w/ HEAT-INPUT-RATIO <= 0) - Electric Use (kWh) | PS-C
2303100 | 1 | Plant Performance - CHILLER (w/ HEAT-INPUT-RATIO <= 0) - Electric Demand (kW) | PS-C
2303101 | 1 | Plant Performance - CHILLER (w/ HEAT-INPUT-RATIO <= 0) - Electric Peak Month | PS-C
2303102 | 1 | Plant Performance - CHILLER (w/ HEAT-INPUT-RATIO <= 0) - Electric Peak Day | PS-C
2303103 | 1 | Plant Performance - CHILLER (w/ HEAT-INPUT-RATIO <= 0) - # of Hours within Part Load range - 100+ | PS-C
2303104 | 1 | Plant Performance - CHILLER (w/ HEAT-INPUT-RATIO > 0) - Total Run Hours | PS-C
2303115 | 1 | Plant Performance - BOILER (w/ HEAT-INPUT-RATIO > 0) - Heating Load (BTU) | PS-C
2303116 | 1 | Plant Performance - BOILER (w/ HEAT-INPUT-RATIO > 0) - Heating Peak (kBTU/hr) | PS-C
2303117 | 1 | Plant Performance - BOILER (w/ HEAT-INPUT-RATIO > 0) - Heating Peak Month | PS-C
2303118 | 1 | Plant Performance - BOILER (w/ HEAT-INPUT-RATIO > 0) - Heating Peak Day | PS-C
2303119 | 1 | Plant Performance - BOILER (w/ HEAT-INPUT-RATIO > 0) - Electric Use (kWh) | PS-C
2303120 | 1 | Plant Performance - BOILER (w/ HEAT-INPUT-RATIO > 0) - Electric Demand (kW) | PS-C
2303121 | 1 | Plant Performance - BOILER (w/ HEAT-INPUT-RATIO > 0) - Electric Peak Month | PS-C
2303122 | 1 | Plant Performance - BOILER (w/ HEAT-INPUT-RATIO > 0) - Electric Peak Day | PS-C
2303123 | 1 | Plant Performance - BOILER (w/ HEAT-INPUT-RATIO > 0) - Fuel Use (BTU) | PS-C
2303124 | 1 | Plant Performance - BOILER (w/ HEAT-INPUT-RATIO > 0) - Fuel Demand (kBTU/hr) | PS-C
2303125 | 1 | Plant Performance - BOILER (w/ HEAT-INPUT-RATIO > 0) - Fuel Peak Month | PS-C
2303126 | 1 | Plant Performance - BOILER (w/ HEAT-INPUT-RATIO > 0) - Fuel Peak Day | PS-C
2303127 | 1 | Plant Performance - BOILER (w/ HEAT-INPUT-RATIO > 0) - # of Hours within Part Load range - 100+ | PS-C
2303128 | 1 | Plant Performance - BOILER (w/ HEAT-INPUT-RATIO > 0) - Total Run Hours | PS-C
2303135 | 1 | Plant Performance - BOILER (w/ HEAT-INPUT-RATIO <= 0) - Heating Load (BTU) | PS-C
2303136 | 1 | Plant Performance - BOILER (w/ HEAT-INPUT-RATIO <= 0) - Heating Peak (kBTU/hr) | PS-C
2303137 | 1 | Plant Performance - BOILER (w/ HEAT-INPUT-RATIO <= 0) - Heating Peak Month | PS-C
2303138 | 1 | Plant Performance - BOILER (w/ HEAT-INPUT-RATIO <= 0) - Heating Peak Day | PS-C
2303139 | 1 | Plant Performance - BOILER (w/ HEAT-INPUT-RATIO <= 0) - Electric Use (kWh) | PS-C
2303140 | 1 | Plant Performance - BOILER (w/ HEAT-INPUT-RATIO <= 0) - Electric Demand (kW) | PS-C
2303141 | 1 | Plant Performance - BOILER (w/ HEAT-INPUT-RATIO <= 0) - Electric Peak Month | PS-C
2303142 | 1 | Plant Performance - BOILER (w/ HEAT-INPUT-RATIO <= 0) - Electric Peak Day | PS-C
2303143 | 1 | Plant Performance - BOILER (w/ HEAT-INPUT-RATIO <= 0) - # of Hours within Part Load range - 100+ | PS-C
2303144 | 1 | Plant Performance - BOILER (w/ HEAT-INPUT-RATIO <= 0) - Total Run Hours | PS-C
2303155 | 1 | Plant Performance - DW-HEATER (w/ HEAT-INPUT-RATIO > 0) - Heating Load (BTU) | PS-C
2303156 | 1 | Plant Performance - DW-HEATER (w/ HEAT-INPUT-RATIO > 0) - Heating Peak (kBTU/hr) | PS-C
2303157 | 1 | Plant Performance - DW-HEATER (w/ HEAT-INPUT-RATIO > 0) - Heating Peak Month | PS-C
2303158 | 1 | Plant Performance - DW-HEATER (w/ HEAT-INPUT-RATIO > 0) - Heating Peak Day | PS-C
2303159 | 1 | Plant Performance - DW-HEATER (w/ HEAT-INPUT-RATIO > 0) - Electric Use (kWh) | PS-C
2303160 | 1 | Plant Performance - DW-HEATER (w/ HEAT-INPUT-RATIO > 0) - Electric Demand (kW) | PS-C
2303161 | 1 | Plant Performance - DW-HEATER (w/ HEAT-INPUT-RATIO > 0) - Electric Peak Month | PS-C
2303162 | 1 | Plant Performance - DW-HEATER (w/ HEAT-INPUT-RATIO > 0) - Electric Peak Day | PS-C
2303163 | 1 | Plant Performance - DW-HEATER (w/ HEAT-INPUT-RATIO > 0) - Fuel Use (BTU) | PS-C
2303164 | 1 | Plant Performance - DW-HEATER (w/ HEAT-INPUT-RATIO > 0) - Fuel Demand (kBTU/hr) | PS-C
2303165 | 1 | Plant Performance - DW-HEATER (w/ HEAT-INPUT-RATIO > 0) - Fuel Peak Month | PS-C
2303166 | 1 | Plant Performance - DW-HEATER (w/ HEAT-INPUT-RATIO > 0) - Fuel Peak Day | PS-C
2303167 | 1 | Plant Performance - DW-HEATER (w/ HEAT-INPUT-RATIO > 0) - Total Run Hours | PS-C
2303175 | 1 | Plant Performance - DW-HEATER (w/ HEAT-INPUT-RATIO <= 0) - Heating Load (BTU) | PS-C
2303176 | 1 | Plant Performance - DW-HEATER (w/ HEAT-INPUT-RATIO <= 0) - Heating Peak (kBTU/hr) | PS-C
2303177 | 1 | Plant Performance - DW-HEATER (w/ HEAT-INPUT-RATIO <= 0) - Heating Peak Month | PS-C
2303178 | 1 | Plant Performance - DW-HEATER (w/ HEAT-INPUT-RATIO <= 0) - Heating Peak Day | PS-C
2303179 | 1 | Plant Performance - DW-HEATER (w/ HEAT-INPUT-RATIO <= 0) - Electric Use (kWh) | PS-C
2303180 | 1 | Plant Performance - DW-HEATER (w/ HEAT-INPUT-RATIO <= 0) - Electric Demand (kW) | PS-C
2303181 | 1 | Plant Performance - DW-HEATER (w/ HEAT-INPUT-RATIO <= 0) - Electric Peak Month | PS-C
2303182 | 1 | Plant Performance - DW-HEATER (w/ HEAT-INPUT-RATIO <= 0) - Electric Peak Day | PS-C
2303183 | 1 | Plant Performance - DW-HEATER (w/ HEAT-INPUT-RATIO <= 0) - Total Run Hours | PS-C
2303191 | 1 | Plant Performance - THERMAL-STORAGE (TYPE = COLD-WATER-TANK) - Cooling Load (BTU) | PS-C
2303192 | 1 | Plant Performance - THERMAL-STORAGE (TYPE = COLD-WATER-TANK) - Cooling Peak (kBTU/hr) | PS-C
2303193 | 1 | Plant Performance - THERMAL-STORAGE (TYPE = COLD-WATER-TANK) - Cooling Peak Month | PS-C
2303194 | 1 | Plant Performance - THERMAL-STORAGE (TYPE = COLD-WATER-TANK) - Cooling Peak Day | PS-C
2303199 | 1 | Plant Performance - THERMAL-STORAGE (TYPE = COLD-WATER-TANK) - Electric Use (kWh) | PS-C
2303200 | 1 | Plant Performance - THERMAL-STORAGE (TYPE = COLD-WATER-TANK) - Electric Demand (kW) | PS-C
2303201 | 1 | Plant Performance - THERMAL-STORAGE (TYPE = COLD-WATER-TANK) - Electric Peak Month | PS-C
2303202 | 1 | Plant Performance - THERMAL-STORAGE (TYPE = COLD-WATER-TANK) - Electric Peak Day | PS-C
2303211 | 1 | Plant Performance - THERMAL-STORAGE (TYPE = HOT-WATER-TANK) - Heating Load (BTU) | PS-C
2303212 | 1 | Plant Performance - THERMAL-STORAGE (TYPE = HOT-WATER-TANK) - Heating Peak (kBTU/hr) | PS-C
2303213 | 1 | Plant Performance - THERMAL-STORAGE (TYPE = HOT-WATER-TANK) - Heating Peak Month | PS-C
2303214 | 1 | Plant Performance - THERMAL-STORAGE (TYPE = HOT-WATER-TANK) - Heating Peak Day | PS-C
2303219 | 1 | Plant Performance - THERMAL-STORAGE (TYPE = HOT-WATER-TANK) - Electric Use (kWh) | PS-C
2303220 | 1 | Plant Performance - THERMAL-STORAGE (TYPE = HOT-WATER-TANK) - Electric Demand (kW) | PS-C
2303221 | 1 | Plant Performance - THERMAL-STORAGE (TYPE = HOT-WATER-TANK) - Electric Peak Month | PS-C
2303222 | 1 | Plant Performance - THERMAL-STORAGE (TYPE = HOT-WATER-TANK) - Electric Peak Day | PS-C
2303235 | 1 | Plant Performance - ELEC-GENERATOR (w/ HEAT-INPUT-RATIO > 0) - Heating Load (BTU) | PS-C
2303236 | 1 | Plant Performance - ELEC-GENERATOR (w/ HEAT-INPUT-RATIO > 0) - Heating Peak (kBTU/hr) | PS-C
2303237 | 1 | Plant Performance - ELEC-GENERATOR (w/ HEAT-INPUT-RATIO > 0) - Heating Peak Month | PS-C
2303238 | 1 | Plant Performance - ELEC-GENERATOR (w/ HEAT-INPUT-RATIO > 0) - Heating Peak Day | PS-C
2303239 | 1 | Plant Performance - ELEC-GENERATOR (w/ HEAT-INPUT-RATIO > 0) - Electric Use (kWh) | PS-C
2303240 | 1 | Plant Performance - ELEC-GENERATOR (w/ HEAT-INPUT-RATIO > 0) - Electric Demand (kW) | PS-C
2303241 | 1 | Plant Performance - ELEC-GENERATOR (w/ HEAT-INPUT-RATIO > 0) - Electric Peak Month | PS-C
2303242 | 1 | Plant Performance - ELEC-GENERATOR (w/ HEAT-INPUT-RATIO > 0) - Electric Peak Day | PS-C
2303243 | 1 | Plant Performance - ELEC-GENERATOR (w/ HEAT-INPUT-RATIO > 0) - Fuel Use (BTU) | PS-C
2303244 | 1 | Plant Performance - ELEC-GENERATOR (w/ HEAT-INPUT-RATIO > 0) - Fuel Demand (kBTU/hr) | PS-C
2303245 | 1 | Plant Performance - ELEC-GENERATOR (w/ HEAT-INPUT-RATIO > 0) - Fuel Peak Month | PS-C
2303246 | 1 | Plant Performance - ELEC-GENERATOR (w/ HEAT-INPUT-RATIO > 0) - Fuel Peak Day | PS-C
2303259 | 1 | Plant Performance - ELEC-GENERATOR (w/ HEAT-INPUT-RATIO <= 0) - Electric Use (kWh) | PS-C
2303260 | 1 | Plant Performance - ELEC-GENERATOR (w/ HEAT-INPUT-RATIO <= 0) - Electric Demand (kW) | PS-C
2303261 | 1 | Plant Performance - ELEC-GENERATOR (w/ HEAT-INPUT-RATIO <= 0) - Electric Peak Month | PS-C
2303262 | 1 | Plant Performance - ELEC-GENERATOR (w/ HEAT-INPUT-RATIO <= 0) - Electric Peak Day | PS-C
2304002 | 1 | HW & DHW Loops - Sum - Coil Load (Btu) | PS-D
2304003 | 1 | HW & DHW Loops - Sum - Pipe Gain (Btu) | PS-D
2304004 | 1 | HW & DHW Loops - Sum - Net Load (Btu) | PS-D
2304005 | 1 | HW & DHW Loops - Sum - Overload (Btu) | PS-D
2304012 | 1 | HW & DHW Loops - Peak - Coil Load (Btu/hr) | PS-D
2304013 | 1 | HW & DHW Loops - Peak - Pipe Gain (Btu/hr) | PS-D
2304014 | 1 | HW & DHW Loops - Peak - Net Load (Btu/hr) | PS-D
2304015 | 1 | HW & DHW Loops - Peak - Overload (Btu/hr) | PS-D
2304021 | 1 | HW & DHW Loops - HEAT - # of Hours within Part Load range - 0-10 | PS-D
2304022 | 1 | HW & DHW Loops - HEAT - # of Hours within Part Load range - 10-20 | PS-D
2304023 | 1 | HW & DHW Loops - HEAT - # of Hours within Part Load range - 20-30 | PS-D
2304024 | 1 | HW & DHW Loops - HEAT - # of Hours within Part Load range - 30-40 | PS-D
2304025 | 1 | HW & DHW Loops - HEAT - # of Hours within Part Load range - 40-50 | PS-D
2304026 | 1 | HW & DHW Loops - HEAT - # of Hours within Part Load range - 50-60 | PS-D
2304027 | 1 | HW & DHW Loops - HEAT - # of Hours within Part Load range - 60-70 | PS-D
2304028 | 1 | HW & DHW Loops - HEAT - # of Hours within Part Load range - 70-80 | PS-D
2304029 | 1 | HW & DHW Loops - HEAT - # of Hours within Part Load range - 80-90 | PS-D
2304030 | 1 | HW & DHW Loops - HEAT - # of Hours within Part Load range - 90-100 | PS-D
2304031 | 1 | HW & DHW Loops - HEAT - # of Hours within Part Load range - 100+ | PS-D
2304032 | 1 | HW & DHW Loops - HEAT - # of Hours - Total | PS-D
2304033 | 12 | HW & DHW Loops - HEAT - # of Hours - Each Load Range & Total | PS-D
2304041 | 1 | HW & DHW Loops - FLOW - # of Hours within Part Load range - 0-10 | PS-D
2304042 | 1 | HW & DHW Loops - FLOW - # of Hours within Part Load range - 10-20 | PS-D
2304043 | 1 | HW & DHW Loops - FLOW - # of Hours within Part Load range - 20-30 | PS-D
2304044 | 1 | HW & DHW Loops - FLOW - # of Hours within Part Load range - 30-40 | PS-D
2304045 | 1 | HW & DHW Loops - FLOW - # of Hours within Part Load range - 40-50 | PS-D
2304046 | 1 | HW & DHW Loops - FLOW - # of Hours within Part Load range - 50-60 | PS-D
2304047 | 1 | HW & DHW Loops - FLOW - # of Hours within Part Load range - 60-70 | PS-D
2304048 | 1 | HW & DHW Loops - FLOW - # of Hours within Part Load range - 70-80 | PS-D
2304049 | 1 | HW & DHW Loops - FLOW - # of Hours within Part Load range - 80-90 | PS-D
2304050 | 1 | HW & DHW Loops - FLOW - # of Hours within Part Load range - 90-100 | PS-D
2304051 | 1 | HW & DHW Loops - FLOW - # of Hours within Part Load range - 100+ | PS-D
2304052 | 1 | HW & DHW Loops - FLOW - # of Hours - Total | PS-D
2304053 | 12 | HW & DHW Loops - FLOW - # of Hours - Each Load Range & Total | PS-D
2304061 | 1 | HW & DHW Loops - Month of Peak COIL Load | PS-D
2304062 | 1 | HW & DHW Loops - Day of Peak COIL Load | PS-D
2304065 | 1 | HW & DHW Loops - Month of Peak NET Load | PS-D
2304066 | 1 | HW & DHW Loops - Day of Peak NET Load | PS-D
2304102 | 1 | CHW & CW Loops - Sum - Coil Load (Btu) | PS-D
2304103 | 1 | CHW & CW Loops - Sum - Pipe Gain (Btu) | PS-D
2304104 | 1 | CHW & CW Loops - Sum - Net Load (Btu) | PS-D
2304105 | 1 | CHW & CW Loops - Sum - Overload (Btu) | PS-D
2304112 | 1 | CHW & CW Loops - Peak - Coil Load (Btu/hr) | PS-D
2304113 | 1 | CHW & CW Loops - Peak - Pipe Gain (Btu/hr) | PS-D
2304114 | 1 | CHW & CW Loops - Peak - Net Load (Btu/hr) | PS-D
2304115 | 1 | CHW & CW Loops - Peak - Overload (Btu/hr) | PS-D
2304121 | 1 | CHW & CW Loops - COOL - # of Hours within Part Load range - 0-10 | PS-D
2304122 | 1 | CHW & CW Loops - COOL - # of Hours within Part Load range - 10-20 | PS-D
2304123 | 1 | CHW & CW Loops - COOL - # of Hours within Part Load range - 20-30 | PS-D
2304124 | 1 | CHW & CW Loops - COOL - # of Hours within Part Load range - 30-40 | PS-D
2304125 | 1 | CHW & CW Loops - COOL - # of Hours within Part Load range - 40-50 | PS-D
2304126 | 1 | CHW & CW Loops - COOL - # of Hours within Part Load range - 50-60 | PS-D
2304127 | 1 | CHW & CW Loops - COOL - # of Hours within Part Load range - 60-70 | PS-D
2304128 | 1 | CHW & CW Loops - COOL - # of Hours within Part Load range - 70-80 | PS-D
2304129 | 1 | CHW & CW Loops - COOL - # of Hours within Part Load range - 80-90 | PS-D
2304130 | 1 | CHW & CW Loops - COOL - # of Hours within Part Load range - 90-100 | PS-D
2304131 | 1 | CHW & CW Loops - COOL - # of Hours within Part Load range - 100+ | PS-D
2304132 | 1 | CHW & CW Loops - COOL - # of Hours - Total | PS-D
2304133 | 12 | CHW & CW Loops - COOL - # of Hours - Each Load Range & Total | PS-D
2304141 | 1 | CHW & CW Loops - FLOW - # of Hours within Part Load range - 0-10 | PS-D
2304142 | 1 | CHW & CW Loops - FLOW - # of Hours within Part Load range - 10-20 | PS-D
2304143 | 1 | CHW & CW Loops - FLOW - # of Hours within Part Load range - 20-30 | PS-D
2304144 | 1 | CHW & CW Loops - FLOW - # of Hours within Part Load range - 30-40 | PS-D
2304145 | 1 | CHW & CW Loops - FLOW - # of Hours within Part Load range - 40-50 | PS-D
2304146 | 1 | CHW & CW Loops - FLOW - # of Hours within Part Load range - 50-60 | PS-D
2304147 | 1 | CHW & CW Loops - FLOW - # of Hours within Part Load range - 60-70 | PS-D
2304148 | 1 | CHW & CW Loops - FLOW - # of Hours within Part Load range - 70-80 | PS-D
2304149 | 1 | CHW & CW Loops - FLOW - # of Hours within Part Load range - 80-90 | PS-D
2304150 | 1 | CHW & CW Loops - FLOW - # of Hours within Part Load range - 90-100 | PS-D
2304151 | 1 | CHW & CW Loops - FLOW - # of Hours within Part Load range - 100+ | PS-D
2304152 | 1 | CHW & CW Loops - FLOW - # of Hours - Total | PS-D
2304153 | 12 | CHW & CW Loops - FLOW - # of Hours - Each Load Range & Total | PS-D
2304161 | 1 | CHW & CW Loops - Month of Peak COIL Load | PS-D
2304162 | 1 | CHW & CW Loops - Day of Peak COIL Load | PS-D
2304165 | 1 | CHW & CW Loops - Month of Peak NET Load | PS-D
2304166 | 1 | CHW & CW Loops - Day of Peak NET Load | PS-D
2304201 | 1 | WLHP Loops - HEAT - Sum - HEAT Load (Btu) | PS-D
2304202 | 1 | WLHP Loops - HEAT - Sum - COOL Load (Btu) | PS-D
2304203 | 1 | WLHP Loops - HEAT - Sum - Pipe Gain (Btu) | PS-D
2304204 | 1 | WLHP Loops - HEAT - Sum - Net Load (Btu) | PS-D
2304205 | 1 | WLHP Loops - HEAT - Sum - Overload (Btu) | PS-D
2304211 | 1 | WLHP Loops - HEAT - Peak - HEAT Load (Btu/hr) | PS-D
2304212 | 1 | WLHP Loops - HEAT - Peak - COOL Load (Btu/hr) | PS-D
2304213 | 1 | WLHP Loops - HEAT - Peak - Pipe Gain (Btu/hr) | PS-D
2304214 | 1 | WLHP Loops - HEAT - Peak - Net Load (Btu/hr) | PS-D
2304215 | 1 | WLHP Loops - HEAT - Peak - Overload (Btu/hr) | PS-D
2304221 | 1 | WLHP Loops - HEAT - HEAT - # of Hours within Part Load range - 0-10 | PS-D
2304222 | 1 | WLHP Loops - HEAT - HEAT - # of Hours within Part Load range - 10-20 | PS-D
2304223 | 1 | WLHP Loops - HEAT - HEAT - # of Hours within Part Load range - 20-30 | PS-D
2304224 | 1 | WLHP Loops - HEAT - HEAT - # of Hours within Part Load range - 30-40 | PS-D
2304225 | 1 | WLHP Loops - HEAT - HEAT - # of Hours within Part Load range - 40-50 | PS-D
2304226 | 1 | WLHP Loops - HEAT - HEAT - # of Hours within Part Load range - 50-60 | PS-D
2304227 | 1 | WLHP Loops - HEAT - HEAT - # of Hours within Part Load range - 60-70 | PS-D
2304228 | 1 | WLHP Loops - HEAT - HEAT - # of Hours within Part Load range - 70-80 | PS-D
2304229 | 1 | WLHP Loops - HEAT - HEAT - # of Hours within Part Load range - 80-90 | PS-D
2304230 | 1 | WLHP Loops - HEAT - HEAT - # of Hours within Part Load range - 90-100 | PS-D
2304231 | 1 | WLHP Loops - HEAT - HEAT - # of Hours within Part Load range - 100+ | PS-D
2304232 | 1 | WLHP Loops - HEAT - HEAT - # of Hours - Total | PS-D
2304233 | 12 | WLHP Loops - HEAT - HEAT - # of Hours - Each Load Range & Total | PS-D
2304241 | 1 | WLHP Loops - HEAT - FLOW - # of Hours within Part Load range - 0-10 | PS-D
2304242 | 1 | WLHP Loops - HEAT - FLOW - # of Hours within Part Load range - 10-20 | PS-D
2304243 | 1 | WLHP Loops - HEAT - FLOW - # of Hours within Part Load range - 20-30 | PS-D
2304244 | 1 | WLHP Loops - HEAT - FLOW - # of Hours within Part Load range - 30-40 | PS-D
2304245 | 1 | WLHP Loops - HEAT - FLOW - # of Hours within Part Load range - 40-50 | PS-D
2304246 | 1 | WLHP Loops - HEAT - FLOW - # of Hours within Part Load range - 50-60 | PS-D
2304247 | 1 | WLHP Loops - HEAT - FLOW - # of Hours within Part Load range - 60-70 | PS-D
2304248 | 1 | WLHP Loops - HEAT - FLOW - # of Hours within Part Load range - 70-80 | PS-D
2304249 | 1 | WLHP Loops - HEAT - FLOW - # of Hours within Part Load range - 80-90 | PS-D
2304250 | 1 | WLHP Loops - HEAT - FLOW - # of Hours within Part Load range - 90-100 | PS-D
2304251 | 1 | WLHP Loops - HEAT - FLOW - # of Hours within Part Load range - 100+ | PS-D
2304252 | 1 | WLHP Loops - HEAT - FLOW - # of Hours - Total | PS-D
2304253 | 12 | WLHP Loops - HEAT - FLOW - # of Hours - Each Load Range & Total | PS-D
2304261 | 1 | WLHP Loops - HEAT - Month of Peak HEAT Load | PS-D
2304262 | 1 | WLHP Loops - HEAT - Day of Peak HEAT Load | PS-D
2304263 | 1 | WLHP Loops - HEAT - Month of Peak COOL Load | PS-D
2304264 | 1 | WLHP Loops - HEAT - Day of Peak COOL Load | PS-D
2304265 | 1 | WLHP Loops - HEAT - Month of Peak NET Load | PS-D
2304266 | 1 | WLHP Loops - HEAT - Day of Peak NET Load | PS-D
2304301 | 1 | WLHP Loops - COOL - Sum - HEAT Load (Btu) | PS-D
2304302 | 1 | WLHP Loops - COOL - Sum - COOL Load (Btu) | PS-D
2304303 | 1 | WLHP Loops - COOL - Sum - Pipe Gain (Btu) | PS-D
2304304 | 1 | WLHP Loops - COOL - Sum - Net Load (Btu) | PS-D
2304305 | 1 | WLHP Loops - COOL - Sum - Overload (Btu) | PS-D
2304311 | 1 | WLHP Loops - COOL - Peak - HEAT Load (Btu/hr) | PS-D
2304312 | 1 | WLHP Loops - COOL - Peak - COOL Load (Btu/hr) | PS-D
2304313 | 1 | WLHP Loops - COOL - Peak - Pipe Gain (Btu/hr) | PS-D
2304314 | 1 | WLHP Loops - COOL - Peak - Net Load (Btu/hr) | PS-D
2304315 | 1 | WLHP Loops - COOL - Peak - Overload (Btu/hr) | PS-D
2304321 | 1 | WLHP Loops - COOL - COOL - # of Hours within Part Load range - 0-10 | PS-D
2304322 | 1 | WLHP Loops - COOL - COOL - # of Hours within Part Load range - 10-20 | PS-D
2304323 | 1 | WLHP Loops - COOL - COOL - # of Hours within Part Load range - 20-30 | PS-D
2304324 | 1 | WLHP Loops - COOL - COOL - # of Hours within Part Load range - 30-40 | PS-D
2304325 | 1 | WLHP Loops - COOL - COOL - # of Hours within Part Load range - 40-50 | PS-D
2304326 | 1 | WLHP Loops - COOL - COOL - # of Hours within Part Load range - 50-60 | PS-D
2304327 | 1 | WLHP Loops - COOL - COOL - # of Hours within Part Load range - 60-70 | PS-D
2304328 | 1 | WLHP Loops - COOL - COOL - # of Hours within Part Load range - 70-80 | PS-D
2304329 | 1 | WLHP Loops - COOL - COOL - # of Hours within Part Load range - 80-90 | PS-D
2304330 | 1 | WLHP Loops - COOL - COOL - # of Hours within Part Load range - 90-100 | PS-D
2304331 | 1 | WLHP Loops - COOL - COOL - # of Hours within Part Load range - 100+ | PS-D
2304332 | 1 | WLHP Loops - COOL - COOL - # of Hours - Total | PS-D
2304333 | 12 | WLHP Loops - COOL - COOL - # of Hours - Each Load Range & Total | PS-D
2304341 | 1 | WLHP Loops - COOL - FLOW - # of Hours within Part Load range - 0-10 | PS-D
2304342 | 1 | WLHP Loops - COOL - FLOW - # of Hours within Part Load range - 10-20 | PS-D
2304343 | 1 | WLHP Loops - COOL - FLOW - # of Hours within Part Load range - 20-30 | PS-D
2304344 | 1 | WLHP Loops - COOL - FLOW - # of Hours within Part Load range - 30-40 | PS-D
2304345 | 1 | WLHP Loops - COOL - FLOW - # of Hours within Part Load range - 40-50 | PS-D
2304346 | 1 | WLHP Loops - COOL - FLOW - # of Hours within Part Load range - 50-60 | PS-D
2304347 | 1 | WLHP Loops - COOL - FLOW - # of Hours within Part Load range - 60-70 | PS-D
2304348 | 1 | WLHP Loops - COOL - FLOW - # of Hours within Part Load range - 70-80 | PS-D
2304349 | 1 | WLHP Loops - COOL - FLOW - # of Hours within Part Load range - 80-90 | PS-D
2304350 | 1 | WLHP Loops - COOL - FLOW - # of Hours within Part Load range - 90-100 | PS-D
2304351 | 1 | WLHP Loops - COOL - FLOW - # of Hours within Part Load range - 100+ | PS-D
2304352 | 1 | WLHP Loops - COOL - FLOW - # of Hours - Total | PS-D
2304353 | 12 | WLHP Loops - COOL - FLOW - # of Hours - Each Load Range & Total | PS-D
2304361 | 1 | WLHP Loops - COOL - Month of Peak HEAT Load | PS-D
2304362 | 1 | WLHP Loops - COOL - Day of Peak HEAT Load | PS-D
2304363 | 1 | WLHP Loops - COOL - Month of Peak COOL Load | PS-D
2304364 | 1 | WLHP Loops - COOL - Day of Peak COOL Load | PS-D
2304365 | 1 | WLHP Loops - COOL - Month of Peak NET Load | PS-D
2304366 | 1 | WLHP Loops - COOL - Day of Peak NET Load | PS-D
2305001 | 1 | Energy Utilities - Electricity (all meters) - Annual - Energy Use | PS-E
2305002 | 1 | Energy Utilities - Electricity (all meters) - Annual - Peak Demand | PS-E
2305003 | 1 | Energy Utilities - Electricity (all meters) - Annual - Peak Month | PS-E
2305004 | 1 | Energy Utilities - Electricity (all meters) - Annual - Peak Day | PS-E
2305005 | 13 | Energy Utilities - Electricity (all meters) - Annual - Energy By End-Use - End-Use List | PS-E
2305006 | 1 | Energy Utilities - Electricity (all meters) - Annual - Energy By End-Use - Lights | PS-E
2305007 | 1 | Energy Utilities - Electricity (all meters) - Annual - Energy By End-Use - Task Lights | PS-E
2305008 | 1 | Energy Utilities - Electricity (all meters) - Annual - Energy By End-Use - Misc. Equip | PS-E
2305009 | 1 | Energy Utilities - Electricity (all meters) - Annual - Energy By End-Use - Space Heating | PS-E
2305010 | 1 | Energy Utilities - Electricity (all meters) - Annual - Energy By End-Use - Space Cooling | PS-E
2305011 | 1 | Energy Utilities - Electricity (all meters) - Annual - Energy By End-Use - Heat Rejection | PS-E
2305012 | 1 | Energy Utilities - Electricity (all meters) - Annual - Energy By End-Use - Pumps & Aux. | PS-E
2305013 | 1 | Energy Utilities - Electricity (all meters) - Annual - Energy By End-Use - Ventilation Fans | PS-E
2305014 | 1 | Energy Utilities - Electricity (all meters) - Annual - Energy By End-Use - Refrigeration | PS-E
2305015 | 1 | Energy Utilities - Electricity (all meters) - Annual - Energy By End-Use - Heat Pump Supp. | PS-E
2305016 | 1 | Energy Utilities - Electricity (all meters) - Annual - Energy By End-Use - Dom. Hot Water | PS-E
2305017 | 1 | Energy Utilities - Electricity (all meters) - Annual - Energy By End-Use - Exterior Usage | PS-E
2305018 | 13 | Energy Utilities - Electricity (all meters) - Annual - Peak By End-Use - End-Use List | PS-E
2305019 | 1 | Energy Utilities - Electricity (all meters) - Annual - Peak By End-Use - Lights | PS-E
2305020 | 1 | Energy Utilities - Electricity (all meters) - Annual - Peak By End-Use - Task Lights | PS-E
2305021 | 1 | Energy Utilities - Electricity (all meters) - Annual - Peak By End-Use - Misc. Equip | PS-E
2305022 | 1 | Energy Utilities - Electricity (all meters) - Annual - Peak By End-Use - Space Heating | PS-E
2305023 | 1 | Energy Utilities - Electricity (all meters) - Annual - Peak By End-Use - Space Cooling | PS-E
2305024 | 1 | Energy Utilities - Electricity (all meters) - Annual - Peak By End-Use - Heat Rejection | PS-E
2305025 | 1 | Energy Utilities - Electricity (all meters) - Annual - Peak By End-Use - Pumps & Aux. | PS-E
2305026 | 1 | Energy Utilities - Electricity (all meters) - Annual - Peak By End-Use - Ventilation Fans | PS-E
2305027 | 1 | Energy Utilities - Electricity (all meters) - Annual - Peak By End-Use - Refrigeration | PS-E
2305028 | 1 | Energy Utilities - Electricity (all meters) - Annual - Peak By End-Use - Heat Pump Supp. | PS-E
2305029 | 1 | Energy Utilities - Electricity (all meters) - Annual - Peak By End-Use - Dom. Hot Water | PS-E
2305030 | 1 | Energy Utilities - Electricity (all meters) - Annual - Peak By End-Use - Exterior Usage | PS-E
2305031 | 1 | Energy Utilities - Electricity (all meters) - Annual - Peak By End-Use - Month - Lights | PS-E
2305032 | 1 | Energy Utilities - Electricity (all meters) - Annual - Peak By End-Use - Month - Task Lights | PS-E
2305033 | 1 | Energy Utilities - Electricity (all meters) - Annual - Peak By End-Use - Month - Misc. Equip | PS-E
2305034 | 1 | Energy Utilities - Electricity (all meters) - Annual - Peak By End-Use - Month - Space Heating | PS-E
2305035 | 1 | Energy Utilities - Electricity (all meters) - Annual - Peak By End-Use - Month - Space Cooling | PS-E
2305036 | 1 | Energy Utilities - Electricity (all meters) - Annual - Peak By End-Use - Month - Heat Rejection | PS-E
2305037 | 1 | Energy Utilities - Electricity (all meters) - Annual - Peak By End-Use - Month - Pumps & Aux. | PS-E
2305038 | 1 | Energy Utilities - Electricity (all meters) - Annual - Peak By End-Use - Month - Ventilation Fans | PS-E
2305039 | 1 | Energy Utilities - Electricity (all meters) - Annual - Peak By End-Use - Month - Refrigeration | PS-E
2305040 | 1 | Energy Utilities - Electricity (all meters) - Annual - Peak By End-Use - Month - Heat Pump Supp. | PS-E
2305041 | 1 | Energy Utilities - Electricity (all meters) - Annual - Peak By End-Use - Month - Dom. Hot Water | PS-E
2305042 | 1 | Energy Utilities - Electricity (all meters) - Annual - Peak By End-Use - Month - Exterior Usage | PS-E
2305043 | 1 | Energy Utilities - Electricity (all meters) - Annual - Peak By End-Use - Day - Lights | PS-E
2305044 | 1 | Energy Utilities - Electricity (all meters) - Annual - Peak By End-Use - Day - Task Lights | PS-E
2305045 | 1 | Energy Utilities - Electricity (all meters) - Annual - Peak By End-Use - Day - Misc. Equip | PS-E
2305046 | 1 | Energy Utilities - Electricity (all meters) - Annual - Peak By End-Use - Day - Space Heating | PS-E
2305047 | 1 | Energy Utilities - Electricity (all meters) - Annual - Peak By End-Use - Day - Space Cooling | PS-E
2305048 | 1 | Energy Utilities - Electricity (all meters) - Annual - Peak By End-Use - Day - Heat Rejection | PS-E
2305049 | 1 | Energy Utilities - Electricity (all meters) - Annual - Peak By End-Use - Day - Pumps & Aux. | PS-E
2305050 | 1 | Energy Utilities - Electricity (all meters) - Annual - Peak By End-Use - Day - Ventilation Fans | PS-E
2305051 | 1 | Energy Utilities - Electricity (all meters) - Annual - Peak By End-Use - Day - Refrigeration | PS-E
2305052 | 1 | Energy Utilities - Electricity (all meters) - Annual - Peak By End-Use - Day - Heat Pump Supp. | PS-E
2305053 | 1 | Energy Utilities - Electricity (all meters) - Annual - Peak By End-Use - Day - Dom. Hot Water | PS-E
2305054 | 1 | Energy Utilities - Electricity (all meters) - Annual - Peak By End-Use - Day - Exterior Usage | PS-E
2305055 | 12 | Energy Utilities - Electricity (all meters) - All Months - Energy Use | PS-E
2305056 | 12 | Energy Utilities - Electricity (all meters) - All Months - Peak Demand | PS-E
2305057 | 12 | Energy Utilities - Electricity (all meters) - All Months - Peak Days | PS-E
2305058 | 12 | Energy Utilities - Electricity (all meters) - All Months - Peak Hours | PS-E
2305059 | 12 | Energy Utilities - Electricity (all meters) - All Months - Energy By End-Use - Lights | PS-E
2305060 | 12 | Energy Utilities - Electricity (all meters) - All Months - Energy By End-Use - Task Lights | PS-E
2305061 | 12 | Energy Utilities - Electricity (all meters) - All Months - Energy By End-Use - Misc. Equip | PS-E
2305062 | 12 | Energy Utilities - Electricity (all meters) - All Months - Energy By End-Use - Space Heating | PS-E
2305063 | 12 | Energy Utilities - Electricity (all meters) - All Months - Energy By End-Use - Space Cooling | PS-E
2305064 | 12 | Energy Utilities - Electricity (all meters) - All Months - Energy By End-Use - Heat Rejection | PS-E
2305065 | 12 | Energy Utilities - Electricity (all meters) - All Months - Energy By End-Use - Pumps & Aux. | PS-E
2305066 | 12 | Energy Utilities - Electricity (all meters) - All Months - Energy By End-Use - Ventilation Fans | PS-E
2305067 | 12 | Energy Utilities - Electricity (all meters) - All Months - Energy By End-Use - Refrigeration | PS-E
2305068 | 12 | Energy Utilities - Electricity (all meters) - All Months - Energy By End-Use - Heat Pump Supp. | PS-E
2305069 | 12 | Energy Utilities - Electricity (all meters) - All Months - Energy By End-Use - Dom. Hot Water | PS-E
2305070 | 12 | Energy Utilities - Electricity (all meters) - All Months - Energy By End-Use - Exterior Usage | PS-E
2305071 | 12 | Energy Utilities - Electricity (all meters) - All Months - Peak By End-Use - Lights | PS-E
2305072 | 12 | Energy Utilities - Electricity (all meters) - All Months - Peak By End-Use - Task Lights | PS-E
2305073 | 12 | Energy Utilities - Electricity (all meters) - All Months - Peak By End-Use - Misc. Equip | PS-E
2305074 | 12 | Energy Utilities - Electricity (all meters) - All Months - Peak By End-Use - Space Heating | PS-E
2305075 | 12 | Energy Utilities - Electricity (all meters) - All Months - Peak By End-Use - Space Cooling | PS-E
2305076 | 12 | Energy Utilities - Electricity (all meters) - All Months - Peak By End-Use - Heat Rejection | PS-E
2305077 | 12 | Energy Utilities - Electricity (all meters) - All Months - Peak By End-Use - Pumps & Aux. | PS-E
2305078 | 12 | Energy Utilities - Electricity (all meters) - All Months - Peak By End-Use - Ventilation Fans | PS-E
2305079 | 12 | Energy Utilities - Electricity (all meters) - All Months - Peak By End-Use - Refrigeration | PS-E
2305080 | 12 | Energy Utilities - Electricity (all meters) - All Months - Peak By End-Use - Heat Pump Supp. | PS-E
2305081 | 12 | Energy Utilities - Electricity (all meters) - All Months - Peak By End-Use - Dom. Hot Water | PS-E
2305082 | 12 | Energy Utilities - Electricity (all meters) - All Months - Peak By End-Use - Exterior Usage | PS-E
2305083 | 12 | Energy Utilities - Electricity (all meters) - All Months - Peak By End-Use - Month - Lights | PS-E
2305084 | 12 | Energy Utilities - Electricity (all meters) - All Months - Peak By End-Use - Month - Task Lights | PS-E
2305085 | 12 | Energy Utilities - Electricity (all meters) - All Months - Peak By End-Use - Month - Misc. Equip | PS-E
2305086 | 12 | Energy Utilities - Electricity (all meters) - All Months - Peak By End-Use - Month - Space Heating | PS-E
2305087 | 12 | Energy Utilities - Electricity (all meters) - All Months - Peak By End-Use - Month - Space Cooling | PS-E
2305088 | 12 | Energy Utilities - Electricity (all meters) - All Months - Peak By End-Use - Month - Heat Rejection | PS-E
2305089 | 12 | Energy Utilities - Electricity (all meters) - All Months - Peak By End-Use - Month - Pumps & Aux. | PS-E
2305090 | 12 | Energy Utilities - Electricity (all meters) - All Months - Peak By End-Use - Month - Ventilation Fans | PS-E
2305091 | 12 | Energy Utilities - Electricity (all meters) - All Months - Peak By End-Use - Month - Refrigeration | PS-E
2305092 | 12 | Energy Utilities - Electricity (all meters) - All Months - Peak By End-Use - Month - Heat Pump Supp. | PS-E
2305093 | 12 | Energy Utilities - Electricity (all meters) - All Months - Peak By End-Use - Month - Dom. Hot Water | PS-E
2305094 | 12 | Energy Utilities - Electricity (all meters) - All Months - Peak By End-Use - Month - Exterior Usage | PS-E
2305095 | 12 | Energy Utilities - Electricity (all meters) - All Months - Peak By End-Use - Day - Lights | PS-E
2305096 | 12 | Energy Utilities - Electricity (all meters) - All Months - Peak By End-Use - Day - Task Lights | PS-E
2305097 | 12 | Energy Utilities - Electricity (all meters) - All Months - Peak By End-Use - Day - Misc. Equip | PS-E
2305098 | 12 | Energy Utilities - Electricity (all meters) - All Months - Peak By End-Use - Day - Space Heating | PS-E
2305099 | 12 | Energy Utilities - Electricity (all meters) - All Months - Peak By End-Use - Day - Space Cooling | PS-E
2305100 | 12 | Energy Utilities - Electricity (all meters) - All Months - Peak By End-Use - Day - Heat Rejection | PS-E
2305101 | 12 | Energy Utilities - Electricity (all meters) - All Months - Peak By End-Use - Day - Pumps & Aux. | PS-E
2305102 | 12 | Energy Utilities - Electricity (all meters) - All Months - Peak By End-Use - Day - Ventilation Fans | PS-E
2305103 | 12 | Energy Utilities - Electricity (all meters) - All Months - Peak By End-Use - Day - Refrigeration | PS-E
2305104 | 12 | Energy Utilities - Electricity (all meters) - All Months - Peak By End-Use - Day - Heat Pump Supp. | PS-E
2305105 | 12 | Energy Utilities - Electricity (all meters) - All Months - Peak By End-Use - Day - Dom. Hot Water | PS-E
2305106 | 12 | Energy Utilities - Electricity (all meters) - All Months - Peak By End-Use - Day - Exterior Usage | PS-E
2305107 | 1 | Energy Utilities - Electricity (all meters) - Single Month - Energy (all elec meters) | PS-E
2305108 | 1 | Energy Utilities - Electricity (all meters) - Single Month - Peak Demand (all elec meters) | PS-E
2305109 | 1 | Energy Utilities - Electricity (all meters) - Single Month - Peak Day | PS-E
2305110 | 1 | Energy Utilities - Electricity (all meters) - Single Month - Peak Hour | PS-E
2305111 | 13 | Energy Utilities - Electricity (all meters) - Single Month - Energy By End-Use - End-Use List | PS-E
2305112 | 1 | Energy Utilities - Electricity (all meters) - Single Month - Energy By End-Use - Lights | PS-E
2305113 | 1 | Energy Utilities - Electricity (all meters) - Single Month - Energy By End-Use - Task Lights | PS-E
2305114 | 1 | Energy Utilities - Electricity (all meters) - Single Month - Energy By End-Use - Misc. Equip | PS-E
2305115 | 1 | Energy Utilities - Electricity (all meters) - Single Month - Energy By End-Use - Space Heating | PS-E
2305116 | 1 | Energy Utilities - Electricity (all meters) - Single Month - Energy By End-Use - Space Cooling | PS-E
2305117 | 1 | Energy Utilities - Electricity (all meters) - Single Month - Energy By End-Use - Heat Rejection | PS-E
2305118 | 1 | Energy Utilities - Electricity (all meters) - Single Month - Energy By End-Use - Pumps & Aux. | PS-E
2305119 | 1 | Energy Utilities - Electricity (all meters) - Single Month - Energy By End-Use - Ventilation Fans | PS-E
2305120 | 1 | Energy Utilities - Electricity (all meters) - Single Month - Energy By End-Use - Refrigeration | PS-E
2305121 | 1 | Energy Utilities - Electricity (all meters) - Single Month - Energy By End-Use - Heat Pump Supp. | PS-E
2305122 | 1 | Energy Utilities - Electricity (all meters) - Single Month - Energy By End-Use - Dom. Hot Water | PS-E
2305123 | 1 | Energy Utilities - Electricity (all meters) - Single Month - Energy By End-Use - Exterior Usage | PS-E
2305124 | 13 | Energy Utilities - Electricity (all meters) - Single Month - Peak By End-Use - End-Use List | PS-E
2305125 | 1 | Energy Utilities - Electricity (all meters) - Single Month - Peak By End-Use - Lights | PS-E
2305126 | 1 | Energy Utilities - Electricity (all meters) - Single Month - Peak By End-Use - Task Lights | PS-E
2305127 | 1 | Energy Utilities - Electricity (all meters) - Single Month - Peak By End-Use - Misc. Equip | PS-E
2305128 | 1 | Energy Utilities - Electricity (all meters) - Single Month - Peak By End-Use - Space Heating | PS-E
2305129 | 1 | Energy Utilities - Electricity (all meters) - Single Month - Peak By End-Use - Space Cooling | PS-E
2305130 | 1 | Energy Utilities - Electricity (all meters) - Single Month - Peak By End-Use - Heat Rejection | PS-E
2305131 | 1 | Energy Utilities - Electricity (all meters) - Single Month - Peak By End-Use - Pumps & Aux. | PS-E
2305132 | 1 | Energy Utilities - Electricity (all meters) - Single Month - Peak By End-Use - Ventilation Fans | PS-E
2305133 | 1 | Energy Utilities - Electricity (all meters) - Single Month - Peak By End-Use - Refrigeration | PS-E
2305134 | 1 | Energy Utilities - Electricity (all meters) - Single Month - Peak By End-Use - Heat Pump Supp. | PS-E
2305135 | 1 | Energy Utilities - Electricity (all meters) - Single Month - Peak By End-Use - Dom. Hot Water | PS-E
2305136 | 1 | Energy Utilities - Electricity (all meters) - Single Month - Peak By End-Use - Exterior Usage | PS-E
2305137 | 1 | Energy Utilities - Electricity (all meters) - Single Month - Peak By End-Use - Month - Lights | PS-E
2305138 | 1 | Energy Utilities - Electricity (all meters) - Single Month - Peak By End-Use - Month - Task Lights | PS-E
2305139 | 1 | Energy Utilities - Electricity (all meters) - Single Month - Peak By End-Use - Month - Misc. Equip | PS-E
2305140 | 1 | Energy Utilities - Electricity (all meters) - Single Month - Peak By End-Use - Month - Space Heating | PS-E
2305141 | 1 | Energy Utilities - Electricity (all meters) - Single Month - Peak By End-Use - Month - Space Cooling | PS-E
2305142 | 1 | Energy Utilities - Electricity (all meters) - Single Month - Peak By End-Use - Month - Heat Rejection | PS-E
2305143 | 1 | Energy Utilities - Electricity (all meters) - Single Month - Peak By End-Use - Month - Pumps & Aux. | PS-E
2305144 | 1 | Energy Utilities - Electricity (all meters) - Single Month - Peak By End-Use - Month - Ventilation Fans | PS-E
2305145 | 1 | Energy Utilities - Electricity (all meters) - Single Month - Peak By End-Use - Month - Refrigeration | PS-E
2305146 | 1 | Energy Utilities - Electricity (all meters) - Single Month - Peak By End-Use - Month - Heat Pump Supp. | PS-E
2305147 | 1 | Energy Utilities - Electricity (all meters) - Single Month - Peak By End-Use - Month - Dom. Hot Water | PS-E
2305148 | 1 | Energy Utilities - Electricity (all meters) - Single Month - Peak By End-Use - Month - Exterior Usage | PS-E
2305149 | 1 | Energy Utilities - Electricity (all meters) - Single Month - Peak By End-Use - Day - Lights | PS-E
2305150 | 1 | Energy Utilities - Electricity (all meters) - Single Month - Peak By End-Use - Day - Task Lights | PS-E
2305151 | 1 | Energy Utilities - Electricity (all meters) - Single Month - Peak By End-Use - Day - Misc. Equip | PS-E
2305152 | 1 | Energy Utilities - Electricity (all meters) - Single Month - Peak By End-Use - Day - Space Heating | PS-E
2305153 | 1 | Energy Utilities - Electricity (all meters) - Single Month - Peak By End-Use - Day - Space Cooling | PS-E
2305154 | 1 | Energy Utilities - Electricity (all meters) - Single Month - Peak By End-Use - Day - Heat Rejection | PS-E
2305155 | 1 | Energy Utilities - Electricity (all meters) - Single Month - Peak By End-Use - Day - Pumps & Aux. | PS-E
2305156 | 1 | Energy Utilities - Electricity (all meters) - Single Month - Peak By End-Use - Day - Ventilation Fans | PS-E
2305157 | 1 | Energy Utilities - Electricity (all meters) - Single Month - Peak By End-Use - Day - Refrigeration | PS-E
2305158 | 1 | Energy Utilities - Electricity (all meters) - Single Month - Peak By End-Use - Day - Heat Pump Supp. | PS-E
2305159 | 1 | Energy Utilities - Electricity (all meters) - Single Month - Peak By End-Use - Day - Dom. Hot Water | PS-E
2305160 | 1 | Energy Utilities - Electricity (all meters) - Single Month - Peak By End-Use - Day - Exterior Usage | PS-E
2305161 | 12 | Energy Utilities - Electricity (all meters) - All Months - Coincident Peak End-Use - Lights | PS-E
2305162 | 12 | Energy Utilities - Electricity (all meters) - All Months - Coincident Peak End-Use - Task Lights | PS-E
2305163 | 12 | Energy Utilities - Electricity (all meters) - All Months - Coincident Peak End-Use - Misc. Equip | PS-E
2305164 | 12 | Energy Utilities - Electricity (all meters) - All Months - Coincident Peak End-Use - Space Heating | PS-E
2305165 | 12 | Energy Utilities - Electricity (all meters) - All Months - Coincident Peak End-Use - Space Cooling | PS-E
2305166 | 12 | Energy Utilities - Electricity (all meters) - All Months - Coincident Peak End-Use - Heat Rejection | PS-E
2305167 | 12 | Energy Utilities - Electricity (all meters) - All Months - Coincident Peak End-Use - Pumps & Aux. | PS-E
2305168 | 12 | Energy Utilities - Electricity (all meters) - All Months - Coincident Peak End-Use - Ventilation Fans | PS-E
2305169 | 12 | Energy Utilities - Electricity (all meters) - All Months - Coincident Peak End-Use - Refrigeration | PS-E
2305170 | 12 | Energy Utilities - Electricity (all meters) - All Months - Coincident Peak End-Use - Heat Pump Supp. | PS-E
2305171 | 12 | Energy Utilities - Electricity (all meters) - All Months - Coincident Peak End-Use - Dom. Hot Water | PS-E
2305172 | 12 | Energy Utilities - Electricity (all meters) - All Months - Coincident Peak End-Use - Exterior Usage | PS-E
2305173 | 12 | Energy Utilities - Electricity (all meters) - All Months - End-Use Percent of Coincident Peak - Lights | PS-E
2305174 | 12 | Energy Utilities - Electricity (all meters) - All Months - End-Use Percent of Coincident Peak - Task Lights | PS-E
2305175 | 12 | Energy Utilities - Electricity (all meters) - All Months - End-Use Percent of Coincident Peak - Misc. Equip | PS-E
2305176 | 12 | Energy Utilities - Electricity (all meters) - All Months - End-Use Percent of Coincident Peak - Space Heating | PS-E
2305177 | 12 | Energy Utilities - Electricity (all meters) - All Months - End-Use Percent of Coincident Peak - Space Cooling | PS-E
2305178 | 12 | Energy Utilities - Electricity (all meters) - All Months - End-Use Percent of Coincident Peak - Heat Rejection | PS-E
2305179 | 12 | Energy Utilities - Electricity (all meters) - All Months - End-Use Percent of Coincident Peak - Pumps & Aux. | PS-E
2305180 | 12 | Energy Utilities - Electricity (all meters) - All Months - End-Use Percent of Coincident Peak - Ventilation Fans | PS-E
2305181 | 12 | Energy Utilities - Electricity (all meters) - All Months - End-Use Percent of Coincident Peak - Refrigeration | PS-E
2305182 | 12 | Energy Utilities - Electricity (all meters) - All Months - End-Use Percent of Coincident Peak - Heat Pump Supp. | PS-E
2305183 | 12 | Energy Utilities - Electricity (all meters) - All Months - End-Use Percent of Coincident Peak - Dom. Hot Water | PS-E
2305184 | 12 | Energy Utilities - Electricity (all meters) - All Months - End-Use Percent of Coincident Peak - Exterior Usage | PS-E
2305185 | 12 | Energy Utilities - Electricity (all meters) - Annual - Coincident Peak End-Use - End-Use List | PS-E
2305186 | 1 | Energy Utilities - Electricity (all meters) - Annual - Coincident Peak End-Use - Lights | PS-E
2305187 | 1 | Energy Utilities - Electricity (all meters) - Annual - Coincident Peak End-Use - Task Lights | PS-E
2305188 | 1 | Energy Utilities - Electricity (all meters) - Annual - Coincident Peak End-Use - Misc. Equip | PS-E
2305189 | 1 | Energy Utilities - Electricity (all meters) - Annual - Coincident Peak End-Use - Space Heating | PS-E
2305190 | 1 | Energy Utilities - Electricity (all meters) - Annual - Coincident Peak End-Use - Space Cooling | PS-E
2305191 | 1 | Energy Utilities - Electricity (all meters) - Annual - Coincident Peak End-Use - Heat Rejection | PS-E
2305192 | 1 | Energy Utilities - Electricity (all meters) - Annual - Coincident Peak End-Use - Pumps & Aux. | PS-E
2305193 | 1 | Energy Utilities - Electricity (all meters) - Annual - Coincident Peak End-Use - Ventilation Fans | PS-E
2305194 | 1 | Energy Utilities - Electricity (all meters) - Annual - Coincident Peak End-Use - Refrigeration | PS-E
2305195 | 1 | Energy Utilities - Electricity (all meters) - Annual - Coincident Peak End-Use - Heat Pump Supp. | PS-E
2305196 | 1 | Energy Utilities - Electricity (all meters) - Annual - Coincident Peak End-Use - Dom. Hot Water | PS-E
2305197 | 1 | Energy Utilities - Electricity (all meters) - Annual - Coincident Peak End-Use - Exterior Usage | PS-E
2305198 | 12 | Energy Utilities - Electricity (all meters) - Annual - End-Use Percent of Coincident Peak - End-Use List | PS-E
2305199 | 1 | Energy Utilities - Electricity (all meters) - Annual - End-Use Percent of Coincident Peak - Lights | PS-E
2305200 | 1 | Energy Utilities - Electricity (all meters) - Annual - End-Use Percent of Coincident Peak - Task Lights | PS-E
2305201 | 1 | Energy Utilities - Electricity (all meters) - Annual - End-Use Percent of Coincident Peak - Misc. Equip | PS-E
2305202 | 1 | Energy Utilities - Electricity (all meters) - Annual - End-Use Percent of Coincident Peak - Space Heating | PS-E
2305203 | 1 | Energy Utilities - Electricity (all meters) - Annual - End-Use Percent of Coincident Peak - Space Cooling | PS-E
2305204 | 1 | Energy Utilities - Electricity (all meters) - Annual - End-Use Percent of Coincident Peak - Heat Rejection | PS-E
2305205 | 1 | Energy Utilities - Electricity (all meters) - Annual - End-Use Percent of Coincident Peak - Pumps & Aux. | PS-E
2305206 | 1 | Energy Utilities - Electricity (all meters) - Annual - End-Use Percent of Coincident Peak - Ventilation Fans | PS-E
2305207 | 1 | Energy Utilities - Electricity (all meters) - Annual - End-Use Percent of Coincident Peak - Refrigeration | PS-E
2305208 | 1 | Energy Utilities - Electricity (all meters) - Annual - End-Use Percent of Coincident Peak - Heat Pump Supp. | PS-E
2305209 | 1 | Energy Utilities - Electricity (all meters) - Annual - End-Use Percent of Coincident Peak - Dom. Hot Water | PS-E
2305210 | 1 | Energy Utilities - Electricity (all meters) - Annual - End-Use Percent of Coincident Peak - Exterior Usage | PS-E
2305211 | 12 | Energy Utilities - Electricity (all meters) - Single Month - Coincident Peak End-Use - End-Use List | PS-E
2305212 | 1 | Energy Utilities - Electricity (all meters) - Single Month - Coincident Peak End-Use - Lights | PS-E
2305213 | 1 | Energy Utilities - Electricity (all meters) - Single Month - Coincident Peak End-Use - Task Lights | PS-E
2305214 | 1 | Energy Utilities - Electricity (all meters) - Single Month - Coincident Peak End-Use - Misc. Equip | PS-E
2305215 | 1 | Energy Utilities - Electricity (all meters) - Single Month - Coincident Peak End-Use - Space Heating | PS-E
2305216 | 1 | Energy Utilities - Electricity (all meters) - Single Month - Coincident Peak End-Use - Space Cooling | PS-E
2305217 | 1 | Energy Utilities - Electricity (all meters) - Single Month - Coincident Peak End-Use - Heat Rejection | PS-E
2305218 | 1 | Energy Utilities - Electricity (all meters) - Single Month - Coincident Peak End-Use - Pumps & Aux. | PS-E
2305219 | 1 | Energy Utilities - Electricity (all meters) - Single Month - Coincident Peak End-Use - Ventilation Fans | PS-E
2305220 | 1 | Energy Utilities - Electricity (all meters) - Single Month - Coincident Peak End-Use - Refrigeration | PS-E
2305221 | 1 | Energy Utilities - Electricity (all meters) - Single Month - Coincident Peak End-Use - Heat Pump Supp. | PS-E
2305222 | 1 | Energy Utilities - Electricity (all meters) - Single Month - Coincident Peak End-Use - Dom. Hot Water | PS-E
2305223 | 1 | Energy Utilities - Electricity (all meters) - Single Month - Coincident Peak End-Use - Exterior Usage | PS-E
2305224 | 12 | Energy Utilities - Electricity (all meters) - Single Month - End-Use Percent of Coincident Peak - End-Use List | PS-E
2305225 | 1 | Energy Utilities - Electricity (all meters) - Single Month - End-Use Percent of Coincident Peak - Lights | PS-E
2305226 | 1 | Energy Utilities - Electricity (all meters) - Single Month - End-Use Percent of Coincident Peak - Task Lights | PS-E
2305227 | 1 | Energy Utilities - Electricity (all meters) - Single Month - End-Use Percent of Coincident Peak - Misc. Equip | PS-E
2305228 | 1 | Energy Utilities - Electricity (all meters) - Single Month - End-Use Percent of Coincident Peak - Space Heating | PS-E
2305229 | 1 | Energy Utilities - Electricity (all meters) - Single Month - End-Use Percent of Coincident Peak - Space Cooling | PS-E
2305230 | 1 | Energy Utilities - Electricity (all meters) - Single Month - End-Use Percent of Coincident Peak - Heat Rejection | PS-E
2305231 | 1 | Energy Utilities - Electricity (all meters) - Single Month - End-Use Percent of Coincident Peak - Pumps & Aux. | PS-E
2305232 | 1 | Energy Utilities - Electricity (all meters) - Single Month - End-Use Percent of Coincident Peak - Ventilation Fans | PS-E
2305233 | 1 | Energy Utilities - Electricity (all meters) - Single Month - End-Use Percent of Coincident Peak - Refrigeration | PS-E
2305234 | 1 | Energy Utilities - Electricity (all meters) - Single Month - End-Use Percent of Coincident Peak - Heat Pump Supp. | PS-E
2305235 | 1 | Energy Utilities - Electricity (all meters) - Single Month - End-Use Percent of Coincident Peak - Dom. Hot Water | PS-E
2305236 | 1 | Energy Utilities - Electricity (all meters) - Single Month - End-Use Percent of Coincident Peak - Exterior Usage | PS-E
2306001 | 1 | Energy Utilities - Fuel (all meters) - Annual - Fuel Use | PS-E
2306002 | 1 | Energy Utilities - Fuel (all meters) - Annual - Peak Demand | PS-E
2306003 | 1 | Energy Utilities - Fuel (all meters) - Annual - Peak Month | PS-E
2306004 | 1 | Energy Utilities - Fuel (all meters) - Annual - Peak Day | PS-E
2306005 | 13 | Energy Utilities - Fuel (all meters) - Annual - Energy By End-Use - End-Use List | PS-E
2306006 | 1 | Energy Utilities - Fuel (all meters) - Annual - Energy By End-Use - Lights | PS-E
2306007 | 1 | Energy Utilities - Fuel (all meters) - Annual - Energy By End-Use - Task Lights | PS-E
2306008 | 1 | Energy Utilities - Fuel (all meters) - Annual - Energy By End-Use - Misc. Equip | PS-E
2306009 | 1 | Energy Utilities - Fuel (all meters) - Annual - Energy By End-Use - Space Heating | PS-E
2306010 | 1 | Energy Utilities - Fuel (all meters) - Annual - Energy By End-Use - Space Cooling | PS-E
2306011 | 1 | Energy Utilities - Fuel (all meters) - Annual - Energy By End-Use - Heat Rejection | PS-E
2306012 | 1 | Energy Utilities - Fuel (all meters) - Annual - Energy By End-Use - Pumps & Aux. | PS-E
2306013 | 1 | Energy Utilities - Fuel (all meters) - Annual - Energy By End-Use - Ventilation Fans | PS-E
2306014 | 1 | Energy Utilities - Fuel (all meters) - Annual - Energy By End-Use - Refrigeration | PS-E
2306015 | 1 | Energy Utilities - Fuel (all meters) - Annual - Energy By End-Use - Heat Pump Supp. | PS-E
2306016 | 1 | Energy Utilities - Fuel (all meters) - Annual - Energy By End-Use - Dom. Hot Water | PS-E
2306017 | 1 | Energy Utilities - Fuel (all meters) - Annual - Energy By End-Use - Exterior Usage | PS-E
2306018 | 13 | Energy Utilities - Fuel (all meters) - Annual - Peak By End-Use - End-Use List | PS-E
2306019 | 1 | Energy Utilities - Fuel (all meters) - Annual - Peak By End-Use - Lights | PS-E
2306020 | 1 | Energy Utilities - Fuel (all meters) - Annual - Peak By End-Use - Task Lights | PS-E
2306021 | 1 | Energy Utilities - Fuel (all meters) - Annual - Peak By End-Use - Misc. Equip | PS-E
2306022 | 1 | Energy Utilities - Fuel (all meters) - Annual - Peak By End-Use - Space Heating | PS-E
2306023 | 1 | Energy Utilities - Fuel (all meters) - Annual - Peak By End-Use - Space Cooling | PS-E
2306024 | 1 | Energy Utilities - Fuel (all meters) - Annual - Peak By End-Use - Heat Rejection | PS-E
2306025 | 1 | Energy Utilities - Fuel (all meters) - Annual - Peak By End-Use - Pumps & Aux. | PS-E
2306026 | 1 | Energy Utilities - Fuel (all meters) - Annual - Peak By End-Use - Ventilation Fans | PS-E
2306027 | 1 | Energy Utilities - Fuel (all meters) - Annual - Peak By End-Use - Refrigeration | PS-E
2306028 | 1 | Energy Utilities - Fuel (all meters) - Annual - Peak By End-Use - Heat Pump Supp. | PS-E
2306029 | 1 | Energy Utilities - Fuel (all meters) - Annual - Peak By End-Use - Dom. Hot Water | PS-E
2306030 | 1 | Energy Utilities - Fuel (all meters) - Annual - Peak By End-Use - Exterior Usage | PS-E
2306031 | 1 | Energy Utilities - Fuel (all meters) - Annual - Peak By End-Use - Month - Lights | PS-E
2306032 | 1 | Energy Utilities - Fuel (all meters) - Annual - Peak By End-Use - Month - Task Lights | PS-E
2306033 | 1 | Energy Utilities - Fuel (all meters) - Annual - Peak By End-Use - Month - Misc. Equip | PS-E
2306034 | 1 | Energy Utilities - Fuel (all meters) - Annual - Peak By End-Use - Month - Space Heating | PS-E
2306035 | 1 | Energy Utilities - Fuel (all meters) - Annual - Peak By End-Use - Month - Space Cooling | PS-E
2306036 | 1 | Energy Utilities - Fuel (all meters) - Annual - Peak By End-Use - Month - Heat Rejection | PS-E
2306037 | 1 | Energy Utilities - Fuel (all meters) - Annual - Peak By End-Use - Month - Pumps & Aux. | PS-E
2306038 | 1 | Energy Utilities - Fuel (all meters) - Annual - Peak By End-Use - Month - Ventilation Fans | PS-E
2306039 | 1 | Energy Utilities - Fuel (all meters) - Annual - Peak By End-Use - Month - Refrigeration | PS-E
2306040 | 1 | Energy Utilities - Fuel (all meters) - Annual - Peak By End-Use - Month - Heat Pump Supp. | PS-E
2306041 | 1 | Energy Utilities - Fuel (all meters) - Annual - Peak By End-Use - Month - Dom. Hot Water | PS-E
2306042 | 1 | Energy Utilities - Fuel (all meters) - Annual - Peak By End-Use - Month - Exterior Usage | PS-E
2306043 | 1 | Energy Utilities - Fuel (all meters) - Annual - Peak By End-Use - Day - Lights | PS-E
2306044 | 1 | Energy Utilities - Fuel (all meters) - Annual - Peak By End-Use - Day - Task Lights | PS-E
2306045 | 1 | Energy Utilities - Fuel (all meters) - Annual - Peak By End-Use - Day - Misc. Equip | PS-E
2306046 | 1 | Energy Utilities - Fuel (all meters) - Annual - Peak By End-Use - Day - Space Heating | PS-E
2306047 | 1 | Energy Utilities - Fuel (all meters) - Annual - Peak By End-Use - Day - Space Cooling | PS-E
2306048 | 1 | Energy Utilities - Fuel (all meters) - Annual - Peak By End-Use - Day - Heat Rejection | PS-E
2306049 | 1 | Energy Utilities - Fuel (all meters) - Annual - Peak By End-Use - Day - Pumps & Aux. | PS-E
2306050 | 1 | Energy Utilities - Fuel (all meters) - Annual - Peak By End-Use - Day - Ventilation Fans | PS-E
2306051 | 1 | Energy Utilities - Fuel (all meters) - Annual - Peak By End-Use - Day - Refrigeration | PS-E
2306052 | 1 | Energy Utilities - Fuel (all meters) - Annual - Peak By End-Use - Day - Heat Pump Supp. | PS-E
2306053 | 1 | Energy Utilities - Fuel (all meters) - Annual - Peak By End-Use - Day - Dom. Hot Water | PS-E
2306054 | 1 | Energy Utilities - Fuel (all meters) - Annual - Peak By End-Use - Day - Exterior Usage | PS-E
2306055 | 12 | Energy Utilities - Fuel (all meters) - All Months - Energy (all fuel meters) | PS-E
2306056 | 12 | Energy Utilities - Fuel (all meters) - All Months - Peak Demand (all fuel meters) | PS-E
2306057 | 12 | Energy Utilities - Fuel (all meters) - All Months - Peak Day | PS-E
2306058 | 12 | Energy Utilities - Fuel (all meters) - All Months - Peak Hour | PS-E
2306059 | 12 | Energy Utilities - Fuel (all meters) - All Months - Energy By End-Use - Lights | PS-E
2306060 | 12 | Energy Utilities - Fuel (all meters) - All Months - Energy By End-Use - Task Lights | PS-E
2306061 | 12 | Energy Utilities - Fuel (all meters) - All Months - Energy By End-Use - Misc. Equip | PS-E
2306062 | 12 | Energy Utilities - Fuel (all meters) - All Months - Energy By End-Use - Space Heating | PS-E
2306063 | 12 | Energy Utilities - Fuel (all meters) - All Months - Energy By End-Use - Space Cooling | PS-E
2306064 | 12 | Energy Utilities - Fuel (all meters) - All Months - Energy By End-Use - Heat Rejection | PS-E
2306065 | 12 | Energy Utilities - Fuel (all meters) - All Months - Energy By End-Use - Pumps & Aux. | PS-E
2306066 | 12 | Energy Utilities - Fuel (all meters) - All Months - Energy By End-Use - Ventilation Fans | PS-E
2306067 | 12 | Energy Utilities - Fuel (all meters) - All Months - Energy By End-Use - Refrigeration | PS-E
2306068 | 12 | Energy Utilities - Fuel (all meters) - All Months - Energy By End-Use - Heat Pump Supp. | PS-E
2306069 | 12 | Energy Utilities - Fuel (all meters) - All Months - Energy By End-Use - Dom. Hot Water | PS-E
2306070 | 12 | Energy Utilities - Fuel (all meters) - All Months - Energy By End-Use - Exterior Usage | PS-E
2306071 | 12 | Energy Utilities - Fuel (all meters) - All Months - Peak By End-Use - Lights | PS-E
2306072 | 12 | Energy Utilities - Fuel (all meters) - All Months - Peak By End-Use - Task Lights | PS-E
2306073 | 12 | Energy Utilities - Fuel (all meters) - All Months - Peak By End-Use - Misc. Equip | PS-E
2306074 | 12 | Energy Utilities - Fuel (all meters) - All Months - Peak By End-Use - Space Heating | PS-E
2306075 | 12 | Energy Utilities - Fuel (all meters) - All Months - Peak By End-Use - Space Cooling | PS-E
2306076 | 12 | Energy Utilities - Fuel (all meters) - All Months - Peak By End-Use - Heat Rejection | PS-E
2306077 | 12 | Energy Utilities - Fuel (all meters) - All Months - Peak By End-Use - Pumps & Aux. | PS-E
2306078 | 12 | Energy Utilities - Fuel (all meters) - All Months - Peak By End-Use - Ventilation Fans | PS-E
2306079 | 12 | Energy Utilities - Fuel (all meters) - All Months - Peak By End-Use - Refrigeration | PS-E
2306080 | 12 | Energy Utilities - Fuel (all meters) - All Months - Peak By End-Use - Heat Pump Supp. | PS-E
2306081 | 12 | Energy Utilities - Fuel (all meters) - All Months - Peak By End-Use - Dom. Hot Water | PS-E
2306082 | 12 | Energy Utilities - Fuel (all meters) - All Months - Peak By End-Use - Exterior Usage | PS-E
2306083 | 12 | Energy Utilities - Fuel (all meters) - All Months - Peak By End-Use - Month - Lights | PS-E
2306084 | 12 | Energy Utilities - Fuel (all meters) - All Months - Peak By End-Use - Month - Task Lights | PS-E
2306085 | 12 | Energy Utilities - Fuel (all meters) - All Months - Peak By End-Use - Month - Misc. Equip | PS-E
2306086 | 12 | Energy Utilities - Fuel (all meters) - All Months - Peak By End-Use - Month - Space Heating | PS-E
2306087 | 12 | Energy Utilities - Fuel (all meters) - All Months - Peak By End-Use - Month - Space Cooling | PS-E
2306088 | 12 | Energy Utilities - Fuel (all meters) - All Months - Peak By End-Use - Month - Heat Rejection | PS-E
2306089 | 12 | Energy Utilities - Fuel (all meters) - All Months - Peak By End-Use - Month - Pumps & Aux. | PS-E
2306090 | 12 | Energy Utilities - Fuel (all meters) - All Months - Peak By End-Use - Month - Ventilation Fans | PS-E
2306091 | 12 | Energy Utilities - Fuel (all meters) - All Months - Peak By End-Use - Month - Refrigeration | PS-E
2306092 | 12 | Energy Utilities - Fuel (all meters) - All Months - Peak By End-Use - Month - Heat Pump Supp. | PS-E
2306093 | 12 | Energy Utilities - Fuel (all meters) - All Months - Peak By End-Use - Month - Dom. Hot Water | PS-E
2306094 | 12 | Energy Utilities - Fuel (all meters) - All Months - Peak By End-Use - Month - Exterior Usage | PS-E
2306095 | 12 | Energy Utilities - Fuel (all meters) - All Months - Peak By End-Use - Day - Lights | PS-E
2306096 | 12 | Energy Utilities - Fuel (all meters) - All Months - Peak By End-Use - Day - Task Lights | PS-E
2306097 | 12 | Energy Utilities - Fuel (all meters) - All Months - Peak By End-Use - Day - Misc. Equip | PS-E
2306098 | 12 | Energy Utilities - Fuel (all meters) - All Months - Peak By End-Use - Day - Space Heating | PS-E
2306099 | 12 | Energy Utilities - Fuel (all meters) - All Months - Peak By End-Use - Day - Space Cooling | PS-E
2306100 | 12 | Energy Utilities - Fuel (all meters) - All Months - Peak By End-Use - Day - Heat Rejection | PS-E
2306101 | 12 | Energy Utilities - Fuel (all meters) - All Months - Peak By End-Use - Day - Pumps & Aux. | PS-E
2306102 | 12 | Energy Utilities - Fuel (all meters) - All Months - Peak By End-Use - Day - Ventilation Fans | PS-E
2306103 | 12 | Energy Utilities - Fuel (all meters) - All Months - Peak By End-Use - Day - Refrigeration | PS-E
2306104 | 12 | Energy Utilities - Fuel (all meters) - All Months - Peak By End-Use - Day - Heat Pump Supp. | PS-E
2306105 | 12 | Energy Utilities - Fuel (all meters) - All Months - Peak By End-Use - Day - Dom. Hot Water | PS-E
2306106 | 12 | Energy Utilities - Fuel (all meters) - All Months - Peak By End-Use - Day - Exterior Usage | PS-E
2306107 | 1 | Energy Utilities - Fuel (all meters) - Single Month - Energy (all fuel meters) | PS-E
2306108 | 1 | Energy Utilities - Fuel (all meters) - Single Month - Peak Demand (all fuel meters) | PS-E
2306109 | 1 | Energy Utilities - Fuel (all meters) - Single Month - Peak Day | PS-E
2306110 | 1 | Energy Utilities - Fuel (all meters) - Single Month - Peak Hour | PS-E
2306111 | 13 | Energy Utilities - Fuel (all meters) - Single Month - Energy By End-Use - End-Use List | PS-E
2306112 | 1 | Energy Utilities - Fuel (all meters) - Single Month - Energy By End-Use - Lights | PS-E
2306113 | 1 | Energy Utilities - Fuel (all meters) - Single Month - Energy By End-Use - Task Lights | PS-E
2306114 | 1 | Energy Utilities - Fuel (all meters) - Single Month - Energy By End-Use - Misc. Equip | PS-E
2306115 | 1 | Energy Utilities - Fuel (all meters) - Single Month - Energy By End-Use - Space Heating | PS-E
2306116 | 1 | Energy Utilities - Fuel (all meters) - Single Month - Energy By End-Use - Space Cooling | PS-E
2306117 | 1 | Energy Utilities - Fuel (all meters) - Single Month - Energy By End-Use - Heat Rejection | PS-E
2306118 | 1 | Energy Utilities - Fuel (all meters) - Single Month - Energy By End-Use - Pumps & Aux. | PS-E
2306119 | 1 | Energy Utilities - Fuel (all meters) - Single Month - Energy By End-Use - Ventilation Fans | PS-E
2306120 | 1 | Energy Utilities - Fuel (all meters) - Single Month - Energy By End-Use - Refrigeration | PS-E
2306121 | 1 | Energy Utilities - Fuel (all meters) - Single Month - Energy By End-Use - Heat Pump Supp. | PS-E
2306122 | 1 | Energy Utilities - Fuel (all meters) - Single Month - Energy By End-Use - Dom. Hot Water | PS-E
2306123 | 1 | Energy Utilities - Fuel (all meters) - Single Month - Energy By End-Use - Exterior Usage | PS-E
2306124 | 13 | Energy Utilities - Fuel (all meters) - Single Month - Peak By End-Use - End-Use List | PS-E
2306125 | 1 | Energy Utilities - Fuel (all meters) - Single Month - Peak By End-Use - Lights | PS-E
2306126 | 1 | Energy Utilities - Fuel (all meters) - Single Month - Peak By End-Use - Task Lights | PS-E
2306127 | 1 | Energy Utilities - Fuel (all meters) - Single Month - Peak By End-Use - Misc. Equip | PS-E
2306128 | 1 | Energy Utilities - Fuel (all meters) - Single Month - Peak By End-Use - Space Heating | PS-E
2306129 | 1 | Energy Utilities - Fuel (all meters) - Single Month - Peak By End-Use - Space Cooling | PS-E
2306130 | 1 | Energy Utilities - Fuel (all meters) - Single Month - Peak By End-Use - Heat Rejection | PS-E
2306131 | 1 | Energy Utilities - Fuel (all meters) - Single Month - Peak By End-Use - Pumps & Aux. | PS-E
2306132 | 1 | Energy Utilities - Fuel (all meters) - Single Month - Peak By End-Use - Ventilation Fans | PS-E
2306133 | 1 | Energy Utilities - Fuel (all meters) - Single Month - Peak By End-Use - Refrigeration | PS-E
2306134 | 1 | Energy Utilities - Fuel (all meters) - Single Month - Peak By End-Use - Heat Pump Supp. | PS-E
2306135 | 1 | Energy Utilities - Fuel (all meters) - Single Month - Peak By End-Use - Dom. Hot Water | PS-E
2306136 | 1 | Energy Utilities - Fuel (all meters) - Single Month - Peak By End-Use - Exterior Usage | PS-E
2306137 | 1 | Energy Utilities - Fuel (all meters) - Single Month - Peak By End-Use - Month - Lights | PS-E
2306138 | 1 | Energy Utilities - Fuel (all meters) - Single Month - Peak By End-Use - Month - Task Lights | PS-E
2306139 | 1 | Energy Utilities - Fuel (all meters) - Single Month - Peak By End-Use - Month - Misc. Equip | PS-E
2306140 | 1 | Energy Utilities - Fuel (all meters) - Single Month - Peak By End-Use - Month - Space Heating | PS-E
2306141 | 1 | Energy Utilities - Fuel (all meters) - Single Month - Peak By End-Use - Month - Space Cooling | PS-E
2306142 | 1 | Energy Utilities - Fuel (all meters) - Single Month - Peak By End-Use - Month - Heat Rejection | PS-E
2306143 | 1 | Energy Utilities - Fuel (all meters) - Single Month - Peak By End-Use - Month - Pumps & Aux. | PS-E
2306144 | 1 | Energy Utilities - Fuel (all meters) - Single Month - Peak By End-Use - Month - Ventilation Fans | PS-E
2306145 | 1 | Energy Utilities - Fuel (all meters) - Single Month - Peak By End-Use - Month - Refrigeration | PS-E
2306146 | 1 | Energy Utilities - Fuel (all meters) - Single Month - Peak By End-Use - Month - Heat Pump Supp. | PS-E
2306147 | 1 | Energy Utilities - Fuel (all meters) - Single Month - Peak By End-Use - Month - Dom. Hot Water | PS-E
2306148 | 1 | Energy Utilities - Fuel (all meters) - Single Month - Peak By End-Use - Month - Exterior Usage | PS-E
2306149 | 1 | Energy Utilities - Fuel (all meters) - Single Month - Peak By End-Use - Day - Lights | PS-E
2306150 | 1 | Energy Utilities - Fuel (all meters) - Single Month - Peak By End-Use - Day - Task Lights | PS-E
2306151 | 1 | Energy Utilities - Fuel (all meters) - Single Month - Peak By End-Use - Day - Misc. Equip | PS-E
2306152 | 1 | Energy Utilities - Fuel (all meters) - Single Month - Peak By End-Use - Day - Space Heating | PS-E
2306153 | 1 | Energy Utilities - Fuel (all meters) - Single Month - Peak By End-Use - Day - Space Cooling | PS-E
2306154 | 1 | Energy Utilities - Fuel (all meters) - Single Month - Peak By End-Use - Day - Heat Rejection | PS-E
2306155 | 1 | Energy Utilities - Fuel (all meters) - Single Month - Peak By End-Use - Day - Pumps & Aux. | PS-E
2306156 | 1 | Energy Utilities - Fuel (all meters) - Single Month - Peak By End-Use - Day - Ventilation Fans | PS-E
2306157 | 1 | Energy Utilities - Fuel (all meters) - Single Month - Peak By End-Use - Day - Refrigeration | PS-E
2306158 | 1 | Energy Utilities - Fuel (all meters) - Single Month - Peak By End-Use - Day - Heat Pump Supp. | PS-E
2306159 | 1 | Energy Utilities - Fuel (all meters) - Single Month - Peak By End-Use - Day - Dom. Hot Water | PS-E
2306160 | 1 | Energy Utilities - Fuel (all meters) - Single Month - Peak By End-Use - Day - Exterior Usage | PS-E
2306161 | 12 | Energy Utilities - Fuel (all meters) - All Months - Coincident Peak End-Use - Lights | PS-E
2306162 | 12 | Energy Utilities - Fuel (all meters) - All Months - Coincident Peak End-Use - Task Lights | PS-E
2306163 | 12 | Energy Utilities - Fuel (all meters) - All Months - Coincident Peak End-Use - Misc. Equip | PS-E
2306164 | 12 | Energy Utilities - Fuel (all meters) - All Months - Coincident Peak End-Use - Space Heating | PS-E
2306165 | 12 | Energy Utilities - Fuel (all meters) - All Months - Coincident Peak End-Use - Space Cooling | PS-E
2306166 | 12 | Energy Utilities - Fuel (all meters) - All Months - Coincident Peak End-Use - Heat Rejection | PS-E
2306167 | 12 | Energy Utilities - Fuel (all meters) - All Months - Coincident Peak End-Use - Pumps & Aux. | PS-E
2306168 | 12 | Energy Utilities - Fuel (all meters) - All Months - Coincident Peak End-Use - Ventilation Fans | PS-E
2306169 | 12 | Energy Utilities - Fuel (all meters) - All Months - Coincident Peak End-Use - Refrigeration | PS-E
2306170 | 12 | Energy Utilities - Fuel (all meters) - All Months - Coincident Peak End-Use - Heat Pump Supp. | PS-E
2306171 | 12 | Energy Utilities - Fuel (all meters) - All Months - Coincident Peak End-Use - Dom. Hot Water | PS-E
2306172 | 12 | Energy Utilities - Fuel (all meters) - All Months - Coincident Peak End-Use - Exterior Usage | PS-E
2306173 | 12 | Energy Utilities - Fuel (all meters) - All Months - End-Use Percent of Coincident Peak - Lights | PS-E
2306174 | 12 | Energy Utilities - Fuel (all meters) - All Months - End-Use Percent of Coincident Peak - Task Lights | PS-E
2306175 | 12 | Energy Utilities - Fuel (all meters) - All Months - End-Use Percent of Coincident Peak - Misc. Equip | PS-E
2306176 | 12 | Energy Utilities - Fuel (all meters) - All Months - End-Use Percent of Coincident Peak - Space Heating | PS-E
2306177 | 12 | Energy Utilities - Fuel (all meters) - All Months - End-Use Percent of Coincident Peak - Space Cooling | PS-E
2306178 | 12 | Energy Utilities - Fuel (all meters) - All Months - End-Use Percent of Coincident Peak - Heat Rejection | PS-E
2306179 | 12 | Energy Utilities - Fuel (all meters) - All Months - End-Use Percent of Coincident Peak - Pumps & Aux. | PS-E
2306180 | 12 | Energy Utilities - Fuel (all meters) - All Months - End-Use Percent of Coincident Peak - Ventilation Fans | PS-E
2306181 | 12 | Energy Utilities - Fuel (all meters) - All Months - End-Use Percent of Coincident Peak - Refrigeration | PS-E
2306182 | 12 | Energy Utilities - Fuel (all meters) - All Months - End-Use Percent of Coincident Peak - Heat Pump Supp. | PS-E
2306183 | 12 | Energy Utilities - Fuel (all meters) - All Months - End-Use Percent of Coincident Peak - Dom. Hot Water | PS-E
2306184 | 12 | Energy Utilities - Fuel (all meters) - All Months - End-Use Percent of Coincident Peak - Exterior Usage | PS-E
2306185 | 12 | Energy Utilities - Fuel (all meters) - Annual - Coincident Peak End-Use - End-Use List | PS-E
2306186 | 1 | Energy Utilities - Fuel (all meters) - Annual - Coincident Peak End-Use - Lights | PS-E
2306187 | 1 | Energy Utilities - Fuel (all meters) - Annual - Coincident Peak End-Use - Task Lights | PS-E
2306188 | 1 | Energy Utilities - Fuel (all meters) - Annual - Coincident Peak End-Use - Misc. Equip | PS-E
2306189 | 1 | Energy Utilities - Fuel (all meters) - Annual - Coincident Peak End-Use - Space Heating | PS-E
2306190 | 1 | Energy Utilities - Fuel (all meters) - Annual - Coincident Peak End-Use - Space Cooling | PS-E
2306191 | 1 | Energy Utilities - Fuel (all meters) - Annual - Coincident Peak End-Use - Heat Rejection | PS-E
2306192 | 1 | Energy Utilities - Fuel (all meters) - Annual - Coincident Peak End-Use - Pumps & Aux. | PS-E
2306193 | 1 | Energy Utilities - Fuel (all meters) - Annual - Coincident Peak End-Use - Ventilation Fans | PS-E
2306194 | 1 | Energy Utilities - Fuel (all meters) - Annual - Coincident Peak End-Use - Refrigeration | PS-E
2306195 | 1 | Energy Utilities - Fuel (all meters) - Annual - Coincident Peak End-Use - Heat Pump Supp. | PS-E
2306196 | 1 | Energy Utilities - Fuel (all meters) - Annual - Coincident Peak End-Use - Dom. Hot Water | PS-E
2306197 | 1 | Energy Utilities - Fuel (all meters) - Annual - Coincident Peak End-Use - Exterior Usage | PS-E
2306198 | 12 | Energy Utilities - Fuel (all meters) - Annual - End-Use Percent of Coincident Peak - End-Use List | PS-E
2306199 | 1 | Energy Utilities - Fuel (all meters) - Annual - End-Use Percent of Coincident Peak - Lights | PS-E
2306200 | 1 | Energy Utilities - Fuel (all meters) - Annual - End-Use Percent of Coincident Peak - Task Lights | PS-E
2306201 | 1 | Energy Utilities - Fuel (all meters) - Annual - End-Use Percent of Coincident Peak - Misc. Equip | PS-E
2306202 | 1 | Energy Utilities - Fuel (all meters) - Annual - End-Use Percent of Coincident Peak - Space Heating | PS-E
2306203 | 1 | Energy Utilities - Fuel (all meters) - Annual - End-Use Percent of Coincident Peak - Space Cooling | PS-E
2306204 | 1 | Energy Utilities - Fuel (all meters) - Annual - End-Use Percent of Coincident Peak - Heat Rejection | PS-E
2306205 | 1 | Energy Utilities - Fuel (all meters) - Annual - End-Use Percent of Coincident Peak - Pumps & Aux. | PS-E
2306206 | 1 | Energy Utilities - Fuel (all meters) - Annual - End-Use Percent of Coincident Peak - Ventilation Fans | PS-E
2306207 | 1 | Energy Utilities - Fuel (all meters) - Annual - End-Use Percent of Coincident Peak - Refrigeration | PS-E
2306208 | 1 | Energy Utilities - Fuel (all meters) - Annual - End-Use Percent of Coincident Peak - Heat Pump Supp. | PS-E
2306209 | 1 | Energy Utilities - Fuel (all meters) - Annual - End-Use Percent of Coincident Peak - Dom. Hot Water | PS-E
2306210 | 1 | Energy Utilities - Fuel (all meters) - Annual - End-Use Percent of Coincident Peak - Exterior Usage | PS-E
2306211 | 12 | Energy Utilities - Fuel (all meters) - Single Month - Coincident Peak End-Use - End-Use List | PS-E
2306212 | 1 | Energy Utilities - Fuel (all meters) - Single Month - Coincident Peak End-Use - Lights | PS-E
2306213 | 1 | Energy Utilities - Fuel (all meters) - Single Month - Coincident Peak End-Use - Task Lights | PS-E
2306214 | 1 | Energy Utilities - Fuel (all meters) - Single Month - Coincident Peak End-Use - Misc. Equip | PS-E
2306215 | 1 | Energy Utilities - Fuel (all meters) - Single Month - Coincident Peak End-Use - Space Heating | PS-E
2306216 | 1 | Energy Utilities - Fuel (all meters) - Single Month - Coincident Peak End-Use - Space Cooling | PS-E
2306217 | 1 | Energy Utilities - Fuel (all meters) - Single Month - Coincident Peak End-Use - Heat Rejection | PS-E
2306218 | 1 | Energy Utilities - Fuel (all meters) - Single Month - Coincident Peak End-Use - Pumps & Aux. | PS-E
2306219 | 1 | Energy Utilities - Fuel (all meters) - Single Month - Coincident Peak End-Use - Ventilation Fans | PS-E
2306220 | 1 | Energy Utilities - Fuel (all meters) - Single Month - Coincident Peak End-Use - Refrigeration | PS-E
2306221 | 1 | Energy Utilities - Fuel (all meters) - Single Month - Coincident Peak End-Use - Heat Pump Supp. | PS-E
2306222 | 1 | Energy Utilities - Fuel (all meters) - Single Month - Coincident Peak End-Use - Dom. Hot Water | PS-E
2306223 | 1 | Energy Utilities - Fuel (all meters) - Single Month - Coincident Peak End-Use - Exterior Usage | PS-E
2306224 | 12 | Energy Utilities - Fuel (all meters) - Single Month - End-Use Percent of Coincident Peak - End-Use List | PS-E
2306225 | 1 | Energy Utilities - Fuel (all meters) - Single Month - End-Use Percent of Coincident Peak - Lights | PS-E
2306226 | 1 | Energy Utilities - Fuel (all meters) - Single Month - End-Use Percent of Coincident Peak - Task Lights | PS-E
2306227 | 1 | Energy Utilities - Fuel (all meters) - Single Month - End-Use Percent of Coincident Peak - Misc. Equip | PS-E
2306228 | 1 | Energy Utilities - Fuel (all meters) - Single Month - End-Use Percent of Coincident Peak - Space Heating | PS-E
2306229 | 1 | Energy Utilities - Fuel (all meters) - Single Month - End-Use Percent of Coincident Peak - Space Cooling | PS-E
2306230 | 1 | Energy Utilities - Fuel (all meters) - Single Month - End-Use Percent of Coincident Peak - Heat Rejection | PS-E
2306231 | 1 | Energy Utilities - Fuel (all meters) - Single Month - End-Use Percent of Coincident Peak - Pumps & Aux. | PS-E
2306232 | 1 | Energy Utilities - Fuel (all meters) - Single Month - End-Use Percent of Coincident Peak - Ventilation Fans | PS-E
2306233 | 1 | Energy Utilities - Fuel (all meters) - Single Month - End-Use Percent of Coincident Peak - Refrigeration | PS-E
2306234 | 1 | Energy Utilities - Fuel (all meters) - Single Month - End-Use Percent of Coincident Peak - Heat Pump Supp. | PS-E
2306235 | 1 | Energy Utilities - Fuel (all meters) - Single Month - End-Use Percent of Coincident Peak - Dom. Hot Water | PS-E
2306236 | 1 | Energy Utilities - Fuel (all meters) - Single Month - End-Use Percent of Coincident Peak - Exterior Usage | PS-E
2307001 | 1 | Energy Utilities - Steam (all meters) - Annual - Energy (all steam meters) | PS-E
2307002 | 1 | Energy Utilities - Steam (all meters) - Annual - Peak Demand (all steam meters) | PS-E
2307003 | 1 | Energy Utilities - Steam (all meters) - Annual - Peak Month | PS-E
2307004 | 1 | Energy Utilities - Steam (all meters) - Annual - Peak Day | PS-E
2307005 | 13 | Energy Utilities - Steam (all meters) - Annual - Energy By End-Use - End-Use List | PS-E
2307006 | 1 | Energy Utilities - Steam (all meters) - Annual - Energy By End-Use - Lights | PS-E
2307007 | 1 | Energy Utilities - Steam (all meters) - Annual - Energy By End-Use - Task Lights | PS-E
2307008 | 1 | Energy Utilities - Steam (all meters) - Annual - Energy By End-Use - Misc. Equip | PS-E
2307009 | 1 | Energy Utilities - Steam (all meters) - Annual - Energy By End-Use - Space Heating | PS-E
2307010 | 1 | Energy Utilities - Steam (all meters) - Annual - Energy By End-Use - Space Cooling | PS-E
2307011 | 1 | Energy Utilities - Steam (all meters) - Annual - Energy By End-Use - Heat Rejection | PS-E
2307012 | 1 | Energy Utilities - Steam (all meters) - Annual - Energy By End-Use - Pumps & Aux. | PS-E
2307013 | 1 | Energy Utilities - Steam (all meters) - Annual - Energy By End-Use - Ventilation Fans | PS-E
2307014 | 1 | Energy Utilities - Steam (all meters) - Annual - Energy By End-Use - Refrigeration | PS-E
2307015 | 1 | Energy Utilities - Steam (all meters) - Annual - Energy By End-Use - Heat Pump Supp. | PS-E
2307016 | 1 | Energy Utilities - Steam (all meters) - Annual - Energy By End-Use - Dom. Hot Water | PS-E
2307017 | 1 | Energy Utilities - Steam (all meters) - Annual - Energy By End-Use - Exterior Usage | PS-E
2307018 | 13 | Energy Utilities - Steam (all meters) - Annual - Peak By End-Use - End-Use List | PS-E
2307019 | 1 | Energy Utilities - Steam (all meters) - Annual - Peak By End-Use - Lights | PS-E
2307020 | 1 | Energy Utilities - Steam (all meters) - Annual - Peak By End-Use - Task Lights | PS-E
2307021 | 1 | Energy Utilities - Steam (all meters) - Annual - Peak By End-Use - Misc. Equip | PS-E
2307022 | 1 | Energy Utilities - Steam (all meters) - Annual - Peak By End-Use - Space Heating | PS-E
2307023 | 1 | Energy Utilities - Steam (all meters) - Annual - Peak By End-Use - Space Cooling | PS-E
2307024 | 1 | Energy Utilities - Steam (all meters) - Annual - Peak By End-Use - Heat Rejection | PS-E
2307025 | 1 | Energy Utilities - Steam (all meters) - Annual - Peak By End-Use - Pumps & Aux. | PS-E
2307026 | 1 | Energy Utilities - Steam (all meters) - Annual - Peak By End-Use - Ventilation Fans | PS-E
2307027 | 1 | Energy Utilities - Steam (all meters) - Annual - Peak By End-Use - Refrigeration | PS-E
2307028 | 1 | Energy Utilities - Steam (all meters) - Annual - Peak By End-Use - Heat Pump Supp. | PS-E
2307029 | 1 | Energy Utilities - Steam (all meters) - Annual - Peak By End-Use - Dom. Hot Water | PS-E
2307030 | 1 | Energy Utilities - Steam (all meters) - Annual - Peak By End-Use - Exterior Usage | PS-E
2307031 | 1 | Energy Utilities - Steam (all meters) - Annual - Peak By End-Use - Month - Lights | PS-E
2307032 | 1 | Energy Utilities - Steam (all meters) - Annual - Peak By End-Use - Month - Task Lights | PS-E
2307033 | 1 | Energy Utilities - Steam (all meters) - Annual - Peak By End-Use - Month - Misc. Equip | PS-E
2307034 | 1 | Energy Utilities - Steam (all meters) - Annual - Peak By End-Use - Month - Space Heating | PS-E
2307035 | 1 | Energy Utilities - Steam (all meters) - Annual - Peak By End-Use - Month - Space Cooling | PS-E
2307036 | 1 | Energy Utilities - Steam (all meters) - Annual - Peak By End-Use - Month - Heat Rejection | PS-E
2307037 | 1 | Energy Utilities - Steam (all meters) - Annual - Peak By End-Use - Month - Pumps & Aux. | PS-E
2307038 | 1 | Energy Utilities - Steam (all meters) - Annual - Peak By End-Use - Month - Ventilation Fans | PS-E
2307039 | 1 | Energy Utilities - Steam (all meters) - Annual - Peak By End-Use - Month - Refrigeration | PS-E
2307040 | 1 | Energy Utilities - Steam (all meters) - Annual - Peak By End-Use - Month - Heat Pump Supp. | PS-E
2307041 | 1 | Energy Utilities - Steam (all meters) - Annual - Peak By End-Use - Month - Dom. Hot Water | PS-E
2307042 | 1 | Energy Utilities - Steam (all meters) - Annual - Peak By End-Use - Month - Exterior Usage | PS-E
2307043 | 1 | Energy Utilities - Steam (all meters) - Annual - Peak By End-Use - Day - Lights | PS-E
2307044 | 1 | Energy Utilities - Steam (all meters) - Annual - Peak By End-Use - Day - Task Lights | PS-E
2307045 | 1 | Energy Utilities - Steam (all meters) - Annual - Peak By End-Use - Day - Misc. Equip | PS-E
2307046 | 1 | Energy Utilities - Steam (all meters) - Annual - Peak By End-Use - Day - Space Heating | PS-E
2307047 | 1 | Energy Utilities - Steam (all meters) - Annual - Peak By End-Use - Day - Space Cooling | PS-E
2307048 | 1 | Energy Utilities - Steam (all meters) - Annual - Peak By End-Use - Day - Heat Rejection | PS-E
2307049 | 1 | Energy Utilities - Steam (all meters) - Annual - Peak By End-Use - Day - Pumps & Aux. | PS-E
2307050 | 1 | Energy Utilities - Steam (all meters) - Annual - Peak By End-Use - Day - Ventilation Fans | PS-E
2307051 | 1 | Energy Utilities - Steam (all meters) - Annual - Peak By End-Use - Day - Refrigeration | PS-E
2307052 | 1 | Energy Utilities - Steam (all meters) - Annual - Peak By End-Use - Day - Heat Pump Supp. | PS-E
2307053 | 1 | Energy Utilities - Steam (all meters) - Annual - Peak By End-Use - Day - Dom. Hot Water | PS-E
2307054 | 1 | Energy Utilities - Steam (all meters) - Annual - Peak By End-Use - Day - Exterior Usage | PS-E
2307055 | 12 | Energy Utilities - Steam (all meters) - All Months - Energy (all steam meters) | PS-E
2307056 | 12 | Energy Utilities - Steam (all meters) - All Months - Peak Demand (all steam meters) | PS-E
2307057 | 12 | Energy Utilities - Steam (all meters) - All Months - Peak Day | PS-E
2307058 | 12 | Energy Utilities - Steam (all meters) - All Months - Peak Hour | PS-E
2307059 | 12 | Energy Utilities - Steam (all meters) - All Months - Energy By End-Use - Lights | PS-E
2307060 | 12 | Energy Utilities - Steam (all meters) - All Months - Energy By End-Use - Task Lights | PS-E
2307061 | 12 | Energy Utilities - Steam (all meters) - All Months - Energy By End-Use - Misc. Equip | PS-E
2307062 | 12 | Energy Utilities - Steam (all meters) - All Months - Energy By End-Use - Space Heating | PS-E
2307063 | 12 | Energy Utilities - Steam (all meters) - All Months - Energy By End-Use - Space Cooling | PS-E
2307064 | 12 | Energy Utilities - Steam (all meters) - All Months - Energy By End-Use - Heat Rejection | PS-E
2307065 | 12 | Energy Utilities - Steam (all meters) - All Months - Energy By End-Use - Pumps & Aux. | PS-E
2307066 | 12 | Energy Utilities - Steam (all meters) - All Months - Energy By End-Use - Ventilation Fans | PS-E
2307067 | 12 | Energy Utilities - Steam (all meters) - All Months - Energy By End-Use - Refrigeration | PS-E
2307068 | 12 | Energy Utilities - Steam (all meters) - All Months - Energy By End-Use - Heat Pump Supp. | PS-E
2307069 | 12 | Energy Utilities - Steam (all meters) - All Months - Energy By End-Use - Dom. Hot Water | PS-E
2307070 | 12 | Energy Utilities - Steam (all meters) - All Months - Energy By End-Use - Exterior Usage | PS-E
2307071 | 12 | Energy Utilities - Steam (all meters) - All Months - Peak By End-Use - Lights | PS-E
2307072 | 12 | Energy Utilities - Steam (all meters) - All Months - Peak By End-Use - Task Lights | PS-E
2307073 | 12 | Energy Utilities - Steam (all meters) - All Months - Peak By End-Use - Misc. Equip | PS-E
2307074 | 12 | Energy Utilities - Steam (all meters) - All Months - Peak By End-Use - Space Heating | PS-E
2307075 | 12 | Energy Utilities - Steam (all meters) - All Months - Peak By End-Use - Space Cooling | PS-E
2307076 | 12 | Energy Utilities - Steam (all meters) - All Months - Peak By End-Use - Heat Rejection | PS-E
2307077 | 12 | Energy Utilities - Steam (all meters) - All Months - Peak By End-Use - Pumps & Aux. | PS-E
2307078 | 12 | Energy Utilities - Steam (all meters) - All Months - Peak By End-Use - Ventilation Fans | PS-E
2307079 | 12 | Energy Utilities - Steam (all meters) - All Months - Peak By End-Use - Refrigeration | PS-E
2307080 | 12 | Energy Utilities - Steam (all meters) - All Months - Peak By End-Use - Heat Pump Supp. | PS-E
2307081 | 12 | Energy Utilities - Steam (all meters) - All Months - Peak By End-Use - Dom. Hot Water | PS-E
2307082 | 12 | Energy Utilities - Steam (all meters) - All Months - Peak By End-Use - Exterior Usage | PS-E
2307083 | 12 | Energy Utilities - Steam (all meters) - All Months - Peak By End-Use - Month - Lights | PS-E
2307084 | 12 | Energy Utilities - Steam (all meters) - All Months - Peak By End-Use - Month - Task Lights | PS-E
2307085 | 12 | Energy Utilities - Steam (all meters) - All Months - Peak By End-Use - Month - Misc. Equip | PS-E
2307086 | 12 | Energy Utilities - Steam (all meters) - All Months - Peak By End-Use - Month - Space Heating | PS-E
2307087 | 12 | Energy Utilities - Steam (all meters) - All Months - Peak By End-Use - Month - Space Cooling | PS-E
2307088 | 12 | Energy Utilities - Steam (all meters) - All Months - Peak By End-Use - Month - Heat Rejection | PS-E
2307089 | 12 | Energy Utilities - Steam (all meters) - All Months - Peak By End-Use - Month - Pumps & Aux. | PS-E
2307090 | 12 | Energy Utilities - Steam (all meters) - All Months - Peak By End-Use - Month - Ventilation Fans | PS-E
2307091 | 12 | Energy Utilities - Steam (all meters) - All Months - Peak By End-Use - Month - Refrigeration | PS-E
2307092 | 12 | Energy Utilities - Steam (all meters) - All Months - Peak By End-Use - Month - Heat Pump Supp. | PS-E
2307093 | 12 | Energy Utilities - Steam (all meters) - All Months - Peak By End-Use - Month - Dom. Hot Water | PS-E
2307094 | 12 | Energy Utilities - Steam (all meters) - All Months - Peak By End-Use - Month - Exterior Usage | PS-E
2307095 | 12 | Energy Utilities - Steam (all meters) - All Months - Peak By End-Use - Day - Lights | PS-E
2307096 | 12 | Energy Utilities - Steam (all meters) - All Months - Peak By End-Use - Day - Task Lights | PS-E
2307097 | 12 | Energy Utilities - Steam (all meters) - All Months - Peak By End-Use - Day - Misc. Equip | PS-E
2307098 | 12 | Energy Utilities - Steam (all meters) - All Months - Peak By End-Use - Day - Space Heating | PS-E
2307099 | 12 | Energy Utilities - Steam (all meters) - All Months - Peak By End-Use - Day - Space Cooling | PS-E
2307100 | 12 | Energy Utilities - Steam (all meters) - All Months - Peak By End-Use - Day - Heat Rejection | PS-E
2307101 | 12 | Energy Utilities - Steam (all meters) - All Months - Peak By End-Use - Day - Pumps & Aux. | PS-E
2307102 | 12 | Energy Utilities - Steam (all meters) - All Months - Peak By End-Use - Day - Ventilation Fans | PS-E
2307103 | 12 | Energy Utilities - Steam (all meters) - All Months - Peak By End-Use - Day - Refrigeration | PS-E
2307104 | 12 | Energy Utilities - Steam (all meters) - All Months - Peak By End-Use - Day - Heat Pump Supp. | PS-E
2307105 | 12 | Energy Utilities - Steam (all meters) - All Months - Peak By End-Use - Day - Dom. Hot Water | PS-E
2307106 | 12 | Energy Utilities - Steam (all meters) - All Months - Peak By End-Use - Day - Exterior Usage | PS-E
2307107 | 1 | Energy Utilities - Steam (all meters) - Single Month - Energy (all steam meters) | PS-E
2307108 | 1 | Energy Utilities - Steam (all meters) - Single Month - Peak Demand (all steam meters) | PS-E
2307109 | 1 | Energy Utilities - Steam (all meters) - Single Month - Peak Day | PS-E
2307110 | 1 | Energy Utilities - Steam (all meters) - Single Month - Peak Hour | PS-E
2307111 | 13 | Energy Utilities - Steam (all meters) - Single Month - Energy By End-Use - End-Use List | PS-E
2307112 | 1 | Energy Utilities - Steam (all meters) - Single Month - Energy By End-Use - Lights | PS-E
2307113 | 1 | Energy Utilities - Steam (all meters) - Single Month - Energy By End-Use - Task Lights | PS-E
2307114 | 1 | Energy Utilities - Steam (all meters) - Single Month - Energy By End-Use - Misc. Equip | PS-E
2307115 | 1 | Energy Utilities - Steam (all meters) - Single Month - Energy By End-Use - Space Heating | PS-E
2307116 | 1 | Energy Utilities - Steam (all meters) - Single Month - Energy By End-Use - Space Cooling | PS-E
2307117 | 1 | Energy Utilities - Steam (all meters) - Single Month - Energy By End-Use - Heat Rejection | PS-E
2307118 | 1 | Energy Utilities - Steam (all meters) - Single Month - Energy By End-Use - Pumps & Aux. | PS-E
2307119 | 1 | Energy Utilities - Steam (all meters) - Single Month - Energy By End-Use - Ventilation Fans | PS-E
2307120 | 1 | Energy Utilities - Steam (all meters) - Single Month - Energy By End-Use - Refrigeration | PS-E
2307121 | 1 | Energy Utilities - Steam (all meters) - Single Month - Energy By End-Use - Heat Pump Supp. | PS-E
2307122 | 1 | Energy Utilities - Steam (all meters) - Single Month - Energy By End-Use - Dom. Hot Water | PS-E
2307123 | 1 | Energy Utilities - Steam (all meters) - Single Month - Energy By End-Use - Exterior Usage | PS-E
2307124 | 13 | Energy Utilities - Steam (all meters) - Single Month - Peak By End-Use - End-Use List | PS-E
2307125 | 1 | Energy Utilities - Steam (all meters) - Single Month - Peak By End-Use - Lights | PS-E
2307126 | 1 | Energy Utilities - Steam (all meters) - Single Month - Peak By End-Use - Task Lights | PS-E
2307127 | 1 | Energy Utilities - Steam (all meters) - Single Month - Peak By End-Use - Misc. Equip | PS-E
2307128 | 1 | Energy Utilities - Steam (all meters) - Single Month - Peak By End-Use - Space Heating | PS-E
2307129 | 1 | Energy Utilities - Steam (all meters) - Single Month - Peak By End-Use - Space Cooling | PS-E
2307130 | 1 | Energy Utilities - Steam (all meters) - Single Month - Peak By End-Use - Heat Rejection | PS-E
2307131 | 1 | Energy Utilities - Steam (all meters) - Single Month - Peak By End-Use - Pumps & Aux. | PS-E
2307132 | 1 | Energy Utilities - Steam (all meters) - Single Month - Peak By End-Use - Ventilation Fans | PS-E
2307133 | 1 | Energy Utilities - Steam (all meters) - Single Month - Peak By End-Use - Refrigeration | PS-E
2307134 | 1 | Energy Utilities - Steam (all meters) - Single Month - Peak By End-Use - Heat Pump Supp. | PS-E
2307135 | 1 | Energy Utilities - Steam (all meters) - Single Month - Peak By End-Use - Dom. Hot Water | PS-E
2307136 | 1 | Energy Utilities - Steam (all meters) - Single Month - Peak By End-Use - Exterior Usage | PS-E
2307137 | 1 | Energy Utilities - Steam (all meters) - Single Month - Peak By End-Use - Month - Lights | PS-E
2307138 | 1 | Energy Utilities - Steam (all meters) - Single Month - Peak By End-Use - Month - Task Lights | PS-E
2307139 | 1 | Energy Utilities - Steam (all meters) - Single Month - Peak By End-Use - Month - Misc. Equip | PS-E
2307140 | 1 | Energy Utilities - Steam (all meters) - Single Month - Peak By End-Use - Month - Space Heating | PS-E
2307141 | 1 | Energy Utilities - Steam (all meters) - Single Month - Peak By End-Use - Month - Space Cooling | PS-E
2307142 | 1 | Energy Utilities - Steam (all meters) - Single Month - Peak By End-Use - Month - Heat Rejection | PS-E
2307143 | 1 | Energy Utilities - Steam (all meters) - Single Month - Peak By End-Use - Month - Pumps & Aux. | PS-E
2307144 | 1 | Energy Utilities - Steam (all meters) - Single Month - Peak By End-Use - Month - Ventilation Fans | PS-E
2307145 | 1 | Energy Utilities - Steam (all meters) - Single Month - Peak By End-Use - Month - Refrigeration | PS-E
2307146 | 1 | Energy Utilities - Steam (all meters) - Single Month - Peak By End-Use - Month - Heat Pump Supp. | PS-E
2307147 | 1 | Energy Utilities - Steam (all meters) - Single Month - Peak By End-Use - Month - Dom. Hot Water | PS-E
2307148 | 1 | Energy Utilities - Steam (all meters) - Single Month - Peak By End-Use - Month - Exterior Usage | PS-E
2307149 | 1 | Energy Utilities - Steam (all meters) - Single Month - Peak By End-Use - Day - Lights | PS-E
2307150 | 1 | Energy Utilities - Steam (all meters) - Single Month - Peak By End-Use - Day - Task Lights | PS-E
2307151 | 1 | Energy Utilities - Steam (all meters) - Single Month - Peak By End-Use - Day - Misc. Equip | PS-E
2307152 | 1 | Energy Utilities - Steam (all meters) - Single Month - Peak By End-Use - Day - Space Heating | PS-E
2307153 | 1 | Energy Utilities - Steam (all meters) - Single Month - Peak By End-Use - Day - Space Cooling | PS-E
2307154 | 1 | Energy Utilities - Steam (all meters) - Single Month - Peak By End-Use - Day - Heat Rejection | PS-E
2307155 | 1 | Energy Utilities - Steam (all meters) - Single Month - Peak By End-Use - Day - Pumps & Aux. | PS-E
2307156 | 1 | Energy Utilities - Steam (all meters) - Single Month - Peak By End-Use - Day - Ventilation Fans | PS-E
2307157 | 1 | Energy Utilities - Steam (all meters) - Single Month - Peak By End-Use - Day - Refrigeration | PS-E
2307158 | 1 | Energy Utilities - Steam (all meters) - Single Month - Peak By End-Use - Day - Heat Pump Supp. | PS-E
2307159 | 1 | Energy Utilities - Steam (all meters) - Single Month - Peak By End-Use - Day - Dom. Hot Water | PS-E
2307160 | 1 | Energy Utilities - Steam (all meters) - Single Month - Peak By End-Use - Day - Exterior Usage | PS-E
2307161 | 12 | Energy Utilities - Steam (all meters) - All Months - Coincident Peak End-Use - Lights | PS-E
2307162 | 12 | Energy Utilities - Steam (all meters) - All Months - Coincident Peak End-Use - Task Lights | PS-E
2307163 | 12 | Energy Utilities - Steam (all meters) - All Months - Coincident Peak End-Use - Misc. Equip | PS-E
2307164 | 12 | Energy Utilities - Steam (all meters) - All Months - Coincident Peak End-Use - Space Heating | PS-E
2307165 | 12 | Energy Utilities - Steam (all meters) - All Months - Coincident Peak End-Use - Space Cooling | PS-E
2307166 | 12 | Energy Utilities - Steam (all meters) - All Months - Coincident Peak End-Use - Heat Rejection | PS-E
2307167 | 12 | Energy Utilities - Steam (all meters) - All Months - Coincident Peak End-Use - Pumps & Aux. | PS-E
2307168 | 12 | Energy Utilities - Steam (all meters) - All Months - Coincident Peak End-Use - Ventilation Fans | PS-E
2307169 | 12 | Energy Utilities - Steam (all meters) - All Months - Coincident Peak End-Use - Refrigeration | PS-E
2307170 | 12 | Energy Utilities - Steam (all meters) - All Months - Coincident Peak End-Use - Heat Pump Supp. | PS-E
2307171 | 12 | Energy Utilities - Steam (all meters) - All Months - Coincident Peak End-Use - Dom. Hot Water | PS-E
2307172 | 12 | Energy Utilities - Steam (all meters) - All Months - Coincident Peak End-Use - Exterior Usage | PS-E
2307173 | 12 | Energy Utilities - Steam (all meters) - All Months - End-Use Percent of Coincident Peak - Lights | PS-E
2307174 | 12 | Energy Utilities - Steam (all meters) - All Months - End-Use Percent of Coincident Peak - Task Lights | PS-E
2307175 | 12 | Energy Utilities - Steam (all meters) - All Months - End-Use Percent of Coincident Peak - Misc. Equip | PS-E
2307176 | 12 | Energy Utilities - Steam (all meters) - All Months - End-Use Percent of Coincident Peak - Space Heating | PS-E
2307177 | 12 | Energy Utilities - Steam (all meters) - All Months - End-Use Percent of Coincident Peak - Space Cooling | PS-E
2307178 | 12 | Energy Utilities - Steam (all meters) - All Months - End-Use Percent of Coincident Peak - Heat Rejection | PS-E
2307179 | 12 | Energy Utilities - Steam (all meters) - All Months - End-Use Percent of Coincident Peak - Pumps & Aux. | PS-E
2307180 | 12 | Energy Utilities - Steam (all meters) - All Months - End-Use Percent of Coincident Peak - Ventilation Fans | PS-E
2307181 | 12 | Energy Utilities - Steam (all meters) - All Months - End-Use Percent of Coincident Peak - Refrigeration | PS-E
2307182 | 12 | Energy Utilities - Steam (all meters) - All Months - End-Use Percent of Coincident Peak - Heat Pump Supp. | PS-E
2307183 | 12 | Energy Utilities - Steam (all meters) - All Months - End-Use Percent of Coincident Peak - Dom. Hot Water | PS-E
2307184 | 12 | Energy Utilities - Steam (all meters) - All Months - End-Use Percent of Coincident Peak - Exterior Usage | PS-E
2307185 | 12 | Energy Utilities - Steam (all meters) - Annual - Coincident Peak End-Use - End-Use List | PS-E
2307186 | 1 | Energy Utilities - Steam (all meters) - Annual - Coincident Peak End-Use - Lights | PS-E
2307187 | 1 | Energy Utilities - Steam (all meters) - Annual - Coincident Peak End-Use - Task Lights | PS-E
2307188 | 1 | Energy Utilities - Steam (all meters) - Annual - Coincident Peak End-Use - Misc. Equip | PS-E
2307189 | 1 | Energy Utilities - Steam (all meters) - Annual - Coincident Peak End-Use - Space Heating | PS-E
2307190 | 1 | Energy Utilities - Steam (all meters) - Annual - Coincident Peak End-Use - Space Cooling | PS-E
2307191 | 1 | Energy Utilities - Steam (all meters) - Annual - Coincident Peak End-Use - Heat Rejection | PS-E
2307192 | 1 | Energy Utilities - Steam (all meters) - Annual - Coincident Peak End-Use - Pumps & Aux. | PS-E
2307193 | 1 | Energy Utilities - Steam (all meters) - Annual - Coincident Peak End-Use - Ventilation Fans | PS-E
2307194 | 1 | Energy Utilities - Steam (all meters) - Annual - Coincident Peak End-Use - Refrigeration | PS-E
2307195 | 1 | Energy Utilities - Steam (all meters) - Annual - Coincident Peak End-Use - Heat Pump Supp. | PS-E
2307196 | 1 | Energy Utilities - Steam (all meters) - Annual - Coincident Peak End-Use - Dom. Hot Water | PS-E
2307197 | 1 | Energy Utilities - Steam (all meters) - Annual - Coincident Peak End-Use - Exterior Usage | PS-E
2307198 | 12 | Energy Utilities - Steam (all meters) - Annual - End-Use Percent of Coincident Peak - End-Use List | PS-E
2307199 | 1 | Energy Utilities - Steam (all meters) - Annual - End-Use Percent of Coincident Peak - Lights | PS-E
2307200 | 1 | Energy Utilities - Steam (all meters) - Annual - End-Use Percent of Coincident Peak - Task Lights | PS-E
2307201 | 1 | Energy Utilities - Steam (all meters) - Annual - End-Use Percent of Coincident Peak - Misc. Equip | PS-E
2307202 | 1 | Energy Utilities - Steam (all meters) - Annual - End-Use Percent of Coincident Peak - Space Heating | PS-E
2307203 | 1 | Energy Utilities - Steam (all meters) - Annual - End-Use Percent of Coincident Peak - Space Cooling | PS-E
2307204 | 1 | Energy Utilities - Steam (all meters) - Annual - End-Use Percent of Coincident Peak - Heat Rejection | PS-E
2307205 | 1 | Energy Utilities - Steam (all meters) - Annual - End-Use Percent of Coincident Peak - Pumps & Aux. | PS-E
2307206 | 1 | Energy Utilities - Steam (all meters) - Annual - End-Use Percent of Coincident Peak - Ventilation Fans | PS-E
2307207 | 1 | Energy Utilities - Steam (all meters) - Annual - End-Use Percent of Coincident Peak - Refrigeration | PS-E
2307208 | 1 | Energy Utilities - Steam (all meters) - Annual - End-Use Percent of Coincident Peak - Heat Pump Supp. | PS-E
2307209 | 1 | Energy Utilities - Steam (all meters) - Annual - End-Use Percent of Coincident Peak - Dom. Hot Water | PS-E
2307210 | 1 | Energy Utilities - Steam (all meters) - Annual - End-Use Percent of Coincident Peak - Exterior Usage | PS-E
2307211 | 12 | Energy Utilities - Steam (all meters) - Single Month - Coincident Peak End-Use - End-Use List | PS-E
2307212 | 1 | Energy Utilities - Steam (all meters) - Single Month - Coincident Peak End-Use - Lights | PS-E
2307213 | 1 | Energy Utilities - Steam (all meters) - Single Month - Coincident Peak End-Use - Task Lights | PS-E
2307214 | 1 | Energy Utilities - Steam (all meters) - Single Month - Coincident Peak End-Use - Misc. Equip | PS-E
2307215 | 1 | Energy Utilities - Steam (all meters) - Single Month - Coincident Peak End-Use - Space Heating | PS-E
2307216 | 1 | Energy Utilities - Steam (all meters) - Single Month - Coincident Peak End-Use - Space Cooling | PS-E
2307217 | 1 | Energy Utilities - Steam (all meters) - Single Month - Coincident Peak End-Use - Heat Rejection | PS-E
2307218 | 1 | Energy Utilities - Steam (all meters) - Single Month - Coincident Peak End-Use - Pumps & Aux. | PS-E
2307219 | 1 | Energy Utilities - Steam (all meters) - Single Month - Coincident Peak End-Use - Ventilation Fans | PS-E
2307220 | 1 | Energy Utilities - Steam (all meters) - Single Month - Coincident Peak End-Use - Refrigeration | PS-E
2307221 | 1 | Energy Utilities - Steam (all meters) - Single Month - Coincident Peak End-Use - Heat Pump Supp. | PS-E
2307222 | 1 | Energy Utilities - Steam (all meters) - Single Month - Coincident Peak End-Use - Dom. Hot Water | PS-E
2307223 | 1 | Energy Utilities - Steam (all meters) - Single Month - Coincident Peak End-Use - Exterior Usage | PS-E
2307224 | 12 | Energy Utilities - Steam (all meters) - Single Month - End-Use Percent of Coincident Peak - End-Use List | PS-E
2307225 | 1 | Energy Utilities - Steam (all meters) - Single Month - End-Use Percent of Coincident Peak - Lights | PS-E
2307226 | 1 | Energy Utilities - Steam (all meters) - Single Month - End-Use Percent of Coincident Peak - Task Lights | PS-E
2307227 | 1 | Energy Utilities - Steam (all meters) - Single Month - End-Use Percent of Coincident Peak - Misc. Equip | PS-E
2307228 | 1 | Energy Utilities - Steam (all meters) - Single Month - End-Use Percent of Coincident Peak - Space Heating | PS-E
2307229 | 1 | Energy Utilities - Steam (all meters) - Single Month - End-Use Percent of Coincident Peak - Space Cooling | PS-E
2307230 | 1 | Energy Utilities - Steam (all meters) - Single Month - End-Use Percent of Coincident Peak - Heat Rejection | PS-E
2307231 | 1 | Energy Utilities - Steam (all meters) - Single Month - End-Use Percent of Coincident Peak - Pumps & Aux. | PS-E
2307232 | 1 | Energy Utilities - Steam (all meters) - Single Month - End-Use Percent of Coincident Peak - Ventilation Fans | PS-E
2307233 | 1 | Energy Utilities - Steam (all meters) - Single Month - End-Use Percent of Coincident Peak - Refrigeration | PS-E
2307234 | 1 | Energy Utilities - Steam (all meters) - Single Month - End-Use Percent of Coincident Peak - Heat Pump Supp. | PS-E
2307235 | 1 | Energy Utilities - Steam (all meters) - Single Month - End-Use Percent of Coincident Peak - Dom. Hot Water | PS-E
2307236 | 1 | Energy Utilities - Steam (all meters) - Single Month - End-Use Percent of Coincident Peak - Exterior Usage | PS-E
2308001 | 1 | Energy Utilities - Chilled-Water (all meters) - Annual - Energy (all CHW meters) | PS-E
2308002 | 1 | Energy Utilities - Chilled-Water (all meters) - Annual - Peak Demand (all CHW meters) | PS-E
2308003 | 1 | Energy Utilities - Chilled-Water (all meters) - Annual - Peak Month | PS-E
2308004 | 1 | Energy Utilities - Chilled-Water (all meters) - Annual - Peak Day | PS-E
2308005 | 13 | Energy Utilities - Chilled-Water (all meters) - Annual - Energy By End-Use - End-Use List | PS-E
2308006 | 1 | Energy Utilities - Chilled-Water (all meters) - Annual - Energy By End-Use - Lights | PS-E
2308007 | 1 | Energy Utilities - Chilled-Water (all meters) - Annual - Energy By End-Use - Task Lights | PS-E
2308008 | 1 | Energy Utilities - Chilled-Water (all meters) - Annual - Energy By End-Use - Misc. Equip | PS-E
2308009 | 1 | Energy Utilities - Chilled-Water (all meters) - Annual - Energy By End-Use - Space Heating | PS-E
2308010 | 1 | Energy Utilities - Chilled-Water (all meters) - Annual - Energy By End-Use - Space Cooling | PS-E
2308011 | 1 | Energy Utilities - Chilled-Water (all meters) - Annual - Energy By End-Use - Heat Rejection | PS-E
2308012 | 1 | Energy Utilities - Chilled-Water (all meters) - Annual - Energy By End-Use - Pumps & Aux. | PS-E
2308013 | 1 | Energy Utilities - Chilled-Water (all meters) - Annual - Energy By End-Use - Ventilation Fans | PS-E
2308014 | 1 | Energy Utilities - Chilled-Water (all meters) - Annual - Energy By End-Use - Refrigeration | PS-E
2308015 | 1 | Energy Utilities - Chilled-Water (all meters) - Annual - Energy By End-Use - Heat Pump Supp. | PS-E
2308016 | 1 | Energy Utilities - Chilled-Water (all meters) - Annual - Energy By End-Use - Dom. Hot Water | PS-E
2308017 | 1 | Energy Utilities - Chilled-Water (all meters) - Annual - Energy By End-Use - Exterior Usage | PS-E
2308018 | 13 | Energy Utilities - Chilled-Water (all meters) - Annual - Peak By End-Use - End-Use List | PS-E
2308019 | 1 | Energy Utilities - Chilled-Water (all meters) - Annual - Peak By End-Use - Lights | PS-E
2308020 | 1 | Energy Utilities - Chilled-Water (all meters) - Annual - Peak By End-Use - Task Lights | PS-E
2308021 | 1 | Energy Utilities - Chilled-Water (all meters) - Annual - Peak By End-Use - Misc. Equip | PS-E
2308022 | 1 | Energy Utilities - Chilled-Water (all meters) - Annual - Peak By End-Use - Space Heating | PS-E
2308023 | 1 | Energy Utilities - Chilled-Water (all meters) - Annual - Peak By End-Use - Space Cooling | PS-E
2308024 | 1 | Energy Utilities - Chilled-Water (all meters) - Annual - Peak By End-Use - Heat Rejection | PS-E
2308025 | 1 | Energy Utilities - Chilled-Water (all meters) - Annual - Peak By End-Use - Pumps & Aux. | PS-E
2308026 | 1 | Energy Utilities - Chilled-Water (all meters) - Annual - Peak By End-Use - Ventilation Fans | PS-E
2308027 | 1 | Energy Utilities - Chilled-Water (all meters) - Annual - Peak By End-Use - Refrigeration | PS-E
2308028 | 1 | Energy Utilities - Chilled-Water (all meters) - Annual - Peak By End-Use - Heat Pump Supp. | PS-E
2308029 | 1 | Energy Utilities - Chilled-Water (all meters) - Annual - Peak By End-Use - Dom. Hot Water | PS-E
2308030 | 1 | Energy Utilities - Chilled-Water (all meters) - Annual - Peak By End-Use - Exterior Usage | PS-E
2308031 | 1 | Energy Utilities - Chilled-Water (all meters) - Annual - Peak By End-Use - Month - Lights | PS-E
2308032 | 1 | Energy Utilities - Chilled-Water (all meters) - Annual - Peak By End-Use - Month - Task Lights | PS-E
2308033 | 1 | Energy Utilities - Chilled-Water (all meters) - Annual - Peak By End-Use - Month - Misc. Equip | PS-E
2308034 | 1 | Energy Utilities - Chilled-Water (all meters) - Annual - Peak By End-Use - Month - Space Heating | PS-E
2308035 | 1 | Energy Utilities - Chilled-Water (all meters) - Annual - Peak By End-Use - Month - Space Cooling | PS-E
2308036 | 1 | Energy Utilities - Chilled-Water (all meters) - Annual - Peak By End-Use - Month - Heat Rejection | PS-E
2308037 | 1 | Energy Utilities - Chilled-Water (all meters) - Annual - Peak By End-Use - Month - Pumps & Aux. | PS-E
2308038 | 1 | Energy Utilities - Chilled-Water (all meters) - Annual - Peak By End-Use - Month - Ventilation Fans | PS-E
2308039 | 1 | Energy Utilities - Chilled-Water (all meters) - Annual - Peak By End-Use - Month - Refrigeration | PS-E
2308040 | 1 | Energy Utilities - Chilled-Water (all meters) - Annual - Peak By End-Use - Month - Heat Pump Supp. | PS-E
2308041 | 1 | Energy Utilities - Chilled-Water (all meters) - Annual - Peak By End-Use - Month - Dom. Hot Water | PS-E
2308042 | 1 | Energy Utilities - Chilled-Water (all meters) - Annual - Peak By End-Use - Month - Exterior Usage | PS-E
2308043 | 1 | Energy Utilities - Chilled-Water (all meters) - Annual - Peak By End-Use - Day - Lights | PS-E
2308044 | 1 | Energy Utilities - Chilled-Water (all meters) - Annual - Peak By End-Use - Day - Task Lights | PS-E
2308045 | 1 | Energy Utilities - Chilled-Water (all meters) - Annual - Peak By End-Use - Day - Misc. Equip | PS-E
2308046 | 1 | Energy Utilities - Chilled-Water (all meters) - Annual - Peak By End-Use - Day - Space Heating | PS-E
2308047 | 1 | Energy Utilities - Chilled-Water (all meters) - Annual - Peak By End-Use - Day - Space Cooling | PS-E
2308048 | 1 | Energy Utilities - Chilled-Water (all meters) - Annual - Peak By End-Use - Day - Heat Rejection | PS-E
2308049 | 1 | Energy Utilities - Chilled-Water (all meters) - Annual - Peak By End-Use - Day - Pumps & Aux. | PS-E
2308050 | 1 | Energy Utilities - Chilled-Water (all meters) - Annual - Peak By End-Use - Day - Ventilation Fans | PS-E
2308051 | 1 | Energy Utilities - Chilled-Water (all meters) - Annual - Peak By End-Use - Day - Refrigeration | PS-E
2308052 | 1 | Energy Utilities - Chilled-Water (all meters) - Annual - Peak By End-Use - Day - Heat Pump Supp. | PS-E
2308053 | 1 | Energy Utilities - Chilled-Water (all meters) - Annual - Peak By End-Use - Day - Dom. Hot Water | PS-E
2308054 | 1 | Energy Utilities - Chilled-Water (all meters) - Annual - Peak By End-Use - Day - Exterior Usage | PS-E
2308055 | 12 | Energy Utilities - Chilled-Water (all meters) - All Months - Energy (all CHW meters) | PS-E
2308056 | 12 | Energy Utilities - Chilled-Water (all meters) - All Months - Peak Demand (all CHW meters) | PS-E
2308057 | 12 | Energy Utilities - Chilled-Water (all meters) - All Months - Peak Day | PS-E
2308058 | 12 | Energy Utilities - Chilled-Water (all meters) - All Months - Peak Hour | PS-E
2308059 | 12 | Energy Utilities - Chilled-Water (all meters) - All Months - Energy By End-Use - Lights | PS-E
2308060 | 12 | Energy Utilities - Chilled-Water (all meters) - All Months - Energy By End-Use - Task Lights | PS-E
2308061 | 12 | Energy Utilities - Chilled-Water (all meters) - All Months - Energy By End-Use - Misc. Equip | PS-E
2308062 | 12 | Energy Utilities - Chilled-Water (all meters) - All Months - Energy By End-Use - Space Heating | PS-E
2308063 | 12 | Energy Utilities - Chilled-Water (all meters) - All Months - Energy By End-Use - Space Cooling | PS-E
2308064 | 12 | Energy Utilities - Chilled-Water (all meters) - All Months - Energy By End-Use - Heat Rejection | PS-E
2308065 | 12 | Energy Utilities - Chilled-Water (all meters) - All Months - Energy By End-Use - Pumps & Aux. | PS-E
2308066 | 12 | Energy Utilities - Chilled-Water (all meters) - All Months - Energy By End-Use - Ventilation Fans | PS-E
2308067 | 12 | Energy Utilities - Chilled-Water (all meters) - All Months - Energy By End-Use - Refrigeration | PS-E
2308068 | 12 | Energy Utilities - Chilled-Water (all meters) - All Months - Energy By End-Use - Heat Pump Supp. | PS-E
2308069 | 12 | Energy Utilities - Chilled-Water (all meters) - All Months - Energy By End-Use - Dom. Hot Water | PS-E
2308070 | 12 | Energy Utilities - Chilled-Water (all meters) - All Months - Energy By End-Use - Exterior Usage | PS-E
2308071 | 12 | Energy Utilities - Chilled-Water (all meters) - All Months - Peak By End-Use - Lights | PS-E
2308072 | 12 | Energy Utilities - Chilled-Water (all meters) - All Months - Peak By End-Use - Task Lights | PS-E
2308073 | 12 | Energy Utilities - Chilled-Water (all meters) - All Months - Peak By End-Use - Misc. Equip | PS-E
2308074 | 12 | Energy Utilities - Chilled-Water (all meters) - All Months - Peak By End-Use - Space Heating | PS-E
2308075 | 12 | Energy Utilities - Chilled-Water (all meters) - All Months - Peak By End-Use - Space Cooling | PS-E
2308076 | 12 | Energy Utilities - Chilled-Water (all meters) - All Months - Peak By End-Use - Heat Rejection | PS-E
2308077 | 12 | Energy Utilities - Chilled-Water (all meters) - All Months - Peak By End-Use - Pumps & Aux. | PS-E
2308078 | 12 | Energy Utilities - Chilled-Water (all meters) - All Months - Peak By End-Use - Ventilation Fans | PS-E
2308079 | 12 | Energy Utilities - Chilled-Water (all meters) - All Months - Peak By End-Use - Refrigeration | PS-E
2308080 | 12 | Energy Utilities - Chilled-Water (all meters) - All Months - Peak By End-Use - Heat Pump Supp. | PS-E
2308081 | 12 | Energy Utilities - Chilled-Water (all meters) - All Months - Peak By End-Use - Dom. Hot Water | PS-E
2308082 | 12 | Energy Utilities - Chilled-Water (all meters) - All Months - Peak By End-Use - Exterior Usage | PS-E
2308083 | 12 | Energy Utilities - Chilled-Water (all meters) - All Months - Peak By End-Use - Month - Lights | PS-E
2308084 | 12 | Energy Utilities - Chilled-Water (all meters) - All Months - Peak By End-Use - Month - Task Lights | PS-E
2308085 | 12 | Energy Utilities - Chilled-Water (all meters) - All Months - Peak By End-Use - Month - Misc. Equip | PS-E
2308086 | 12 | Energy Utilities - Chilled-Water (all meters) - All Months - Peak By End-Use - Month - Space Heating | PS-E
2308087 | 12 | Energy Utilities - Chilled-Water (all meters) - All Months - Peak By End-Use - Month - Space Cooling | PS-E
2308088 | 12 | Energy Utilities - Chilled-Water (all meters) - All Months - Peak By End-Use - Month - Heat Rejection | PS-E
2308089 | 12 | Energy Utilities - Chilled-Water (all meters) - All Months - Peak By End-Use - Month - Pumps & Aux. | PS-E
2308090 | 12 | Energy Utilities - Chilled-Water (all meters) - All Months - Peak By End-Use - Month - Ventilation Fans | PS-E
2308091 | 12 | Energy Utilities - Chilled-Water (all meters) - All Months - Peak By End-Use - Month - Refrigeration | PS-E
2308092 | 12 | Energy Utilities - Chilled-Water (all meters) - All Months - Peak By End-Use - Month - Heat Pump Supp. | PS-E
2308093 | 12 | Energy Utilities - Chilled-Water (all meters) - All Months - Peak By End-Use - Month - Dom. Hot Water | PS-E
2308094 | 12 | Energy Utilities - Chilled-Water (all meters) - All Months - Peak By End-Use - Month - Exterior Usage | PS-E
2308095 | 12 | Energy Utilities - Chilled-Water (all meters) - All Months - Peak By End-Use - Day - Lights | PS-E
2308096 | 12 | Energy Utilities - Chilled-Water (all meters) - All Months - Peak By End-Use - Day - Task Lights | PS-E
2308097 | 12 | Energy Utilities - Chilled-Water (all meters) - All Months - Peak By End-Use - Day - Misc. Equip | PS-E
2308098 | 12 | Energy Utilities - Chilled-Water (all meters) - All Months - Peak By End-Use - Day - Space Heating | PS-E
2308099 | 12 | Energy Utilities - Chilled-Water (all meters) - All Months - Peak By End-Use - Day - Space Cooling | PS-E
2308100 | 12 | Energy Utilities - Chilled-Water (all meters) - All Months - Peak By End-Use - Day - Heat Rejection | PS-E
2308101 | 12 | Energy Utilities - Chilled-Water (all meters) - All Months - Peak By End-Use - Day - Pumps & Aux. | PS-E
2308102 | 12 | Energy Utilities - Chilled-Water (all meters) - All Months - Peak By End-Use - Day - Ventilation Fans | PS-E
2308103 | 12 | Energy Utilities - Chilled-Water (all meters) - All Months - Peak By End-Use - Day - Refrigeration | PS-E
2308104 | 12 | Energy Utilities - Chilled-Water (all meters) - All Months - Peak By End-Use - Day - Heat Pump Supp. | PS-E
2308105 | 12 | Energy Utilities - Chilled-Water (all meters) - All Months - Peak By End-Use - Day - Dom. Hot Water | PS-E
2308106 | 12 | Energy Utilities - Chilled-Water (all meters) - All Months - Peak By End-Use - Day - Exterior Usage | PS-E
2308107 | 1 | Energy Utilities - Chilled-Water (all meters) - Single Month - Energy (all CHW meters) | PS-E
2308108 | 1 | Energy Utilities - Chilled-Water (all meters) - Single Month - Peak Demand (all CHW meters) | PS-E
2308109 | 1 | Energy Utilities - Chilled-Water (all meters) - Single Month - Peak Day | PS-E
2308110 | 1 | Energy Utilities - Chilled-Water (all meters) - Single Month - Peak Hour | PS-E
2308111 | 13 | Energy Utilities - Chilled-Water (all meters) - Single Month - Energy By End-Use - End-Use List | PS-E
2308112 | 1 | Energy Utilities - Chilled-Water (all meters) - Single Month - Energy By End-Use - Lights | PS-E
2308113 | 1 | Energy Utilities - Chilled-Water (all meters) - Single Month - Energy By End-Use - Task Lights | PS-E
2308114 | 1 | Energy Utilities - Chilled-Water (all meters) - Single Month - Energy By End-Use - Misc. Equip | PS-E
2308115 | 1 | Energy Utilities - Chilled-Water (all meters) - Single Month - Energy By End-Use - Space Heating | PS-E
2308116 | 1 | Energy Utilities - Chilled-Water (all meters) - Single Month - Energy By End-Use - Space Cooling | PS-E
2308117 | 1 | Energy Utilities - Chilled-Water (all meters) - Single Month - Energy By End-Use - Heat Rejection | PS-E
2308118 | 1 | Energy Utilities - Chilled-Water (all meters) - Single Month - Energy By End-Use - Pumps & Aux. | PS-E
2308119 | 1 | Energy Utilities - Chilled-Water (all meters) - Single Month - Energy By End-Use - Ventilation Fans | PS-E
2308120 | 1 | Energy Utilities - Chilled-Water (all meters) - Single Month - Energy By End-Use - Refrigeration | PS-E
2308121 | 1 | Energy Utilities - Chilled-Water (all meters) - Single Month - Energy By End-Use - Heat Pump Supp. | PS-E
2308122 | 1 | Energy Utilities - Chilled-Water (all meters) - Single Month - Energy By End-Use - Dom. Hot Water | PS-E
2308123 | 1 | Energy Utilities - Chilled-Water (all meters) - Single Month - Energy By End-Use - Exterior Usage | PS-E
2308124 | 13 | Energy Utilities - Chilled-Water (all meters) - Single Month - Peak By End-Use - End-Use List | PS-E
2308125 | 1 | Energy Utilities - Chilled-Water (all meters) - Single Month - Peak By End-Use - Lights | PS-E
2308126 | 1 | Energy Utilities - Chilled-Water (all meters) - Single Month - Peak By End-Use - Task Lights | PS-E
2308127 | 1 | Energy Utilities - Chilled-Water (all meters) - Single Month - Peak By End-Use - Misc. Equip | PS-E
2308128 | 1 | Energy Utilities - Chilled-Water (all meters) - Single Month - Peak By End-Use - Space Heating | PS-E
2308129 | 1 | Energy Utilities - Chilled-Water (all meters) - Single Month - Peak By End-Use - Space Cooling | PS-E
2308130 | 1 | Energy Utilities - Chilled-Water (all meters) - Single Month - Peak By End-Use - Heat Rejection | PS-E
2308131 | 1 | Energy Utilities - Chilled-Water (all meters) - Single Month - Peak By End-Use - Pumps & Aux. | PS-E
2308132 | 1 | Energy Utilities - Chilled-Water (all meters) - Single Month - Peak By End-Use - Ventilation Fans | PS-E
2308133 | 1 | Energy Utilities - Chilled-Water (all meters) - Single Month - Peak By End-Use - Refrigeration | PS-E
2308134 | 1 | Energy Utilities - Chilled-Water (all meters) - Single Month - Peak By End-Use - Heat Pump Supp. | PS-E
2308135 | 1 | Energy Utilities - Chilled-Water (all meters) - Single Month - Peak By End-Use - Dom. Hot Water | PS-E
2308136 | 1 | Energy Utilities - Chilled-Water (all meters) - Single Month - Peak By End-Use - Exterior Usage | PS-E
2308137 | 1 | Energy Utilities - Chilled-Water (all meters) - Single Month - Peak By End-Use - Month - Lights | PS-E
2308138 | 1 | Energy Utilities - Chilled-Water (all meters) - Single Month - Peak By End-Use - Month - Task Lights | PS-E
2308139 | 1 | Energy Utilities - Chilled-Water (all meters) - Single Month - Peak By End-Use - Month - Misc. Equip | PS-E
2308140 | 1 | Energy Utilities - Chilled-Water (all meters) - Single Month - Peak By End-Use - Month - Space Heating | PS-E
2308141 | 1 | Energy Utilities - Chilled-Water (all meters) - Single Month - Peak By End-Use - Month - Space Cooling | PS-E
2308142 | 1 | Energy Utilities - Chilled-Water (all meters) - Single Month - Peak By End-Use - Month - Heat Rejection | PS-E
2308143 | 1 | Energy Utilities - Chilled-Water (all meters) - Single Month - Peak By End-Use - Month - Pumps & Aux. | PS-E
2308144 | 1 | Energy Utilities - Chilled-Water (all meters) - Single Month - Peak By End-Use - Month - Ventilation Fans | PS-E
2308145 | 1 | Energy Utilities - Chilled-Water (all meters) - Single Month - Peak By End-Use - Month - Refrigeration | PS-E
2308146 | 1 | Energy Utilities - Chilled-Water (all meters) - Single Month - Peak By End-Use - Month - Heat Pump Supp. | PS-E
2308147 | 1 | Energy Utilities - Chilled-Water (all meters) - Single Month - Peak By End-Use - Month - Dom. Hot Water | PS-E
2308148 | 1 | Energy Utilities - Chilled-Water (all meters) - Single Month - Peak By End-Use - Month - Exterior Usage | PS-E
2308149 | 1 | Energy Utilities - Chilled-Water (all meters) - Single Month - Peak By End-Use - Day - Lights | PS-E
2308150 | 1 | Energy Utilities - Chilled-Water (all meters) - Single Month - Peak By End-Use - Day - Task Lights | PS-E
2308151 | 1 | Energy Utilities - Chilled-Water (all meters) - Single Month - Peak By End-Use - Day - Misc. Equip | PS-E
2308152 | 1 | Energy Utilities - Chilled-Water (all meters) - Single Month - Peak By End-Use - Day - Space Heating | PS-E
2308153 | 1 | Energy Utilities - Chilled-Water (all meters) - Single Month - Peak By End-Use - Day - Space Cooling | PS-E
2308154 | 1 | Energy Utilities - Chilled-Water (all meters) - Single Month - Peak By End-Use - Day - Heat Rejection | PS-E
2308155 | 1 | Energy Utilities - Chilled-Water (all meters) - Single Month - Peak By End-Use - Day - Pumps & Aux. | PS-E
2308156 | 1 | Energy Utilities - Chilled-Water (all meters) - Single Month - Peak By End-Use - Day - Ventilation Fans | PS-E
2308157 | 1 | Energy Utilities - Chilled-Water (all meters) - Single Month - Peak By End-Use - Day - Refrigeration | PS-E
2308158 | 1 | Energy Utilities - Chilled-Water (all meters) - Single Month - Peak By End-Use - Day - Heat Pump Supp. | PS-E
2308159 | 1 | Energy Utilities - Chilled-Water (all meters) - Single Month - Peak By End-Use - Day - Dom. Hot Water | PS-E
2308160 | 1 | Energy Utilities - Chilled-Water (all meters) - Single Month - Peak By End-Use - Day - Exterior Usage | PS-E
2308161 | 12 | Energy Utilities - Chilled-Water (all meters) - All Months - Coincident Peak End-Use - Lights | PS-E
2308162 | 12 | Energy Utilities - Chilled-Water (all meters) - All Months - Coincident Peak End-Use - Task Lights | PS-E
2308163 | 12 | Energy Utilities - Chilled-Water (all meters) - All Months - Coincident Peak End-Use - Misc. Equip | PS-E
2308164 | 12 | Energy Utilities - Chilled-Water (all meters) - All Months - Coincident Peak End-Use - Space Heating | PS-E
2308165 | 12 | Energy Utilities - Chilled-Water (all meters) - All Months - Coincident Peak End-Use - Space Cooling | PS-E
2308166 | 12 | Energy Utilities - Chilled-Water (all meters) - All Months - Coincident Peak End-Use - Heat Rejection | PS-E
2308167 | 12 | Energy Utilities - Chilled-Water (all meters) - All Months - Coincident Peak End-Use - Pumps & Aux. | PS-E
2308168 | 12 | Energy Utilities - Chilled-Water (all meters) - All Months - Coincident Peak End-Use - Ventilation Fans | PS-E
2308169 | 12 | Energy Utilities - Chilled-Water (all meters) - All Months - Coincident Peak End-Use - Refrigeration | PS-E
2308170 | 12 | Energy Utilities - Chilled-Water (all meters) - All Months - Coincident Peak End-Use - Heat Pump Supp. | PS-E
2308171 | 12 | Energy Utilities - Chilled-Water (all meters) - All Months - Coincident Peak End-Use - Dom. Hot Water | PS-E
2308172 | 12 | Energy Utilities - Chilled-Water (all meters) - All Months - Coincident Peak End-Use - Exterior Usage | PS-E
2308173 | 12 | Energy Utilities - Chilled-Water (all meters) - All Months - End-Use Percent of Coincident Peak - Lights | PS-E
2308174 | 12 | Energy Utilities - Chilled-Water (all meters) - All Months - End-Use Percent of Coincident Peak - Task Lights | PS-E
2308175 | 12 | Energy Utilities - Chilled-Water (all meters) - All Months - End-Use Percent of Coincident Peak - Misc. Equip | PS-E
2308176 | 12 | Energy Utilities - Chilled-Water (all meters) - All Months - End-Use Percent of Coincident Peak - Space Heating | PS-E
2308177 | 12 | Energy Utilities - Chilled-Water (all meters) - All Months - End-Use Percent of Coincident Peak - Space Cooling | PS-E
2308178 | 12 | Energy Utilities - Chilled-Water (all meters) - All Months - End-Use Percent of Coincident Peak - Heat Rejection | PS-E
2308179 | 12 | Energy Utilities - Chilled-Water (all meters) - All Months - End-Use Percent of Coincident Peak - Pumps & Aux. | PS-E
2308180 | 12 | Energy Utilities - Chilled-Water (all meters) - All Months - End-Use Percent of Coincident Peak - Ventilation Fans | PS-E
2308181 | 12 | Energy Utilities - Chilled-Water (all meters) - All Months - End-Use Percent of Coincident Peak - Refrigeration | PS-E
2308182 | 12 | Energy Utilities - Chilled-Water (all meters) - All Months - End-Use Percent of Coincident Peak - Heat Pump Supp. | PS-E
2308183 | 12 | Energy Utilities - Chilled-Water (all meters) - All Months - End-Use Percent of Coincident Peak - Dom. Hot Water | PS-E
2308184 | 12 | Energy Utilities - Chilled-Water (all meters) - All Months - End-Use Percent of Coincident Peak - Exterior Usage | PS-E
2308185 | 12 | Energy Utilities - Chilled-Water (all meters) - Annual - Coincident Peak End-Use - End-Use List | PS-E
2308186 | 1 | Energy Utilities - Chilled-Water (all meters) - Annual - Coincident Peak End-Use - Lights | PS-E
2308187 | 1 | Energy Utilities - Chilled-Water (all meters) - Annual - Coincident Peak End-Use - Task Lights | PS-E
2308188 | 1 | Energy Utilities - Chilled-Water (all meters) - Annual - Coincident Peak End-Use - Misc. Equip | PS-E
2308189 | 1 | Energy Utilities - Chilled-Water (all meters) - Annual - Coincident Peak End-Use - Space Heating | PS-E
2308190 | 1 | Energy Utilities - Chilled-Water (all meters) - Annual - Coincident Peak End-Use - Space Cooling | PS-E
2308191 | 1 | Energy Utilities - Chilled-Water (all meters) - Annual - Coincident Peak End-Use - Heat Rejection | PS-E
2308192 | 1 | Energy Utilities - Chilled-Water (all meters) - Annual - Coincident Peak End-Use - Pumps & Aux. | PS-E
2308193 | 1 | Energy Utilities - Chilled-Water (all meters) - Annual - Coincident Peak End-Use - Ventilation Fans | PS-E
2308194 | 1 | Energy Utilities - Chilled-Water (all meters) - Annual - Coincident Peak End-Use - Refrigeration | PS-E
2308195 | 1 | Energy Utilities - Chilled-Water (all meters) - Annual - Coincident Peak End-Use - Heat Pump Supp. | PS-E
2308196 | 1 | Energy Utilities - Chilled-Water (all meters) - Annual - Coincident Peak End-Use - Dom. Hot Water | PS-E
2308197 | 1 | Energy Utilities - Chilled-Water (all meters) - Annual - Coincident Peak End-Use - Exterior Usage | PS-E
2308198 | 12 | Energy Utilities - Chilled-Water (all meters) - Annual - End-Use Percent of Coincident Peak - End-Use List | PS-E
2308199 | 1 | Energy Utilities - Chilled-Water (all meters) - Annual - End-Use Percent of Coincident Peak - Lights | PS-E
2308200 | 1 | Energy Utilities - Chilled-Water (all meters) - Annual - End-Use Percent of Coincident Peak - Task Lights | PS-E
2308201 | 1 | Energy Utilities - Chilled-Water (all meters) - Annual - End-Use Percent of Coincident Peak - Misc. Equip | PS-E
2308202 | 1 | Energy Utilities - Chilled-Water (all meters) - Annual - End-Use Percent of Coincident Peak - Space Heating | PS-E
2308203 | 1 | Energy Utilities - Chilled-Water (all meters) - Annual - End-Use Percent of Coincident Peak - Space Cooling | PS-E
2308204 | 1 | Energy Utilities - Chilled-Water (all meters) - Annual - End-Use Percent of Coincident Peak - Heat Rejection | PS-E
2308205 | 1 | Energy Utilities - Chilled-Water (all meters) - Annual - End-Use Percent of Coincident Peak - Pumps & Aux. | PS-E
2308206 | 1 | Energy Utilities - Chilled-Water (all meters) - Annual - End-Use Percent of Coincident Peak - Ventilation Fans | PS-E
2308207 | 1 | Energy Utilities - Chilled-Water (all meters) - Annual - End-Use Percent of Coincident Peak - Refrigeration | PS-E
2308208 | 1 | Energy Utilities - Chilled-Water (all meters) - Annual - End-Use Percent of Coincident Peak - Heat Pump Supp. | PS-E
2308209 | 1 | Energy Utilities - Chilled-Water (all meters) - Annual - End-Use Percent of Coincident Peak - Dom. Hot Water | PS-E
2308210 | 1 | Energy Utilities - Chilled-Water (all meters) - Annual - End-Use Percent of Coincident Peak - Exterior Usage | PS-E
2308211 | 12 | Energy Utilities - Chilled-Water (all meters) - Single Month - Coincident Peak End-Use - End-Use List | PS-E
2308212 | 1 | Energy Utilities - Chilled-Water (all meters) - Single Month - Coincident Peak End-Use - Lights | PS-E
2308213 | 1 | Energy Utilities - Chilled-Water (all meters) - Single Month - Coincident Peak End-Use - Task Lights | PS-E
2308214 | 1 | Energy Utilities - Chilled-Water (all meters) - Single Month - Coincident Peak End-Use - Misc. Equip | PS-E
2308215 | 1 | Energy Utilities - Chilled-Water (all meters) - Single Month - Coincident Peak End-Use - Space Heating | PS-E
2308216 | 1 | Energy Utilities - Chilled-Water (all meters) - Single Month - Coincident Peak End-Use - Space Cooling | PS-E
2308217 | 1 | Energy Utilities - Chilled-Water (all meters) - Single Month - Coincident Peak End-Use - Heat Rejection | PS-E
2308218 | 1 | Energy Utilities - Chilled-Water (all meters) - Single Month - Coincident Peak End-Use - Pumps & Aux. | PS-E
2308219 | 1 | Energy Utilities - Chilled-Water (all meters) - Single Month - Coincident Peak End-Use - Ventilation Fans | PS-E
2308220 | 1 | Energy Utilities - Chilled-Water (all meters) - Single Month - Coincident Peak End-Use - Refrigeration | PS-E
2308221 | 1 | Energy Utilities - Chilled-Water (all meters) - Single Month - Coincident Peak End-Use - Heat Pump Supp. | PS-E
2308222 | 1 | Energy Utilities - Chilled-Water (all meters) - Single Month - Coincident Peak End-Use - Dom. Hot Water | PS-E
2308223 | 1 | Energy Utilities - Chilled-Water (all meters) - Single Month - Coincident Peak End-Use - Exterior Usage | PS-E
2308224 | 12 | Energy Utilities - Chilled-Water (all meters) - Single Month - End-Use Percent of Coincident Peak - End-Use List | PS-E
2308225 | 1 | Energy Utilities - Chilled-Water (all meters) - Single Month - End-Use Percent of Coincident Peak - Lights | PS-E
2308226 | 1 | Energy Utilities - Chilled-Water (all meters) - Single Month - End-Use Percent of Coincident Peak - Task Lights | PS-E
2308227 | 1 | Energy Utilities - Chilled-Water (all meters) - Single Month - End-Use Percent of Coincident Peak - Misc. Equip | PS-E
2308228 | 1 | Energy Utilities - Chilled-Water (all meters) - Single Month - End-Use Percent of Coincident Peak - Space Heating | PS-E
2308229 | 1 | Energy Utilities - Chilled-Water (all meters) - Single Month - End-Use Percent of Coincident Peak - Space Cooling | PS-E
2308230 | 1 | Energy Utilities - Chilled-Water (all meters) - Single Month - End-Use Percent of Coincident Peak - Heat Rejection | PS-E
2308231 | 1 | Energy Utilities - Chilled-Water (all meters) - Single Month - End-Use Percent of Coincident Peak - Pumps & Aux. | PS-E
2308232 | 1 | Energy Utilities - Chilled-Water (all meters) - Single Month - End-Use Percent of Coincident Peak - Ventilation Fans | PS-E
2308233 | 1 | Energy Utilities - Chilled-Water (all meters) - Single Month - End-Use Percent of Coincident Peak - Refrigeration | PS-E
2308234 | 1 | Energy Utilities - Chilled-Water (all meters) - Single Month - End-Use Percent of Coincident Peak - Heat Pump Supp. | PS-E
2308235 | 1 | Energy Utilities - Chilled-Water (all meters) - Single Month - End-Use Percent of Coincident Peak - Dom. Hot Water | PS-E
2308236 | 1 | Energy Utilities - Chilled-Water (all meters) - Single Month - End-Use Percent of Coincident Peak - Exterior Usage | PS-E
2309001 | 1 | Energy Utilities - Electricity (one meter) - Energy Units | PS-F
2309002 | 1 | Energy Utilities - Electricity (one meter) - Demand Units | PS-F
2309003 | 1 | Energy Utilities - Electricity (one meter) - Annual - Energy | PS-F
2309004 | 1 | Energy Utilities - Electricity (one meter) - Annual - Peak Demand | PS-F
2309005 | 1 | Energy Utilities - Electricity (one meter) - Annual - Peak Month | PS-F
2309006 | 1 | Energy Utilities - Electricity (one meter) - Annual - Peak Day | PS-F
2309007 | 13 | Energy Utilities - Electricity (one meter) - Annual - Energy By End-Use - End-Use List | PS-F
2309008 | 1 | Energy Utilities - Electricity (one meter) - Annual - Energy By End-Use - Lights | PS-F
2309009 | 1 | Energy Utilities - Electricity (one meter) - Annual - Energy By End-Use - Task Lights | PS-F
2309010 | 1 | Energy Utilities - Electricity (one meter) - Annual - Energy By End-Use - Misc. Equip | PS-F
2309011 | 1 | Energy Utilities - Electricity (one meter) - Annual - Energy By End-Use - Space Heating | PS-F
2309012 | 1 | Energy Utilities - Electricity (one meter) - Annual - Energy By End-Use - Space Cooling | PS-F
2309013 | 1 | Energy Utilities - Electricity (one meter) - Annual - Energy By End-Use - Heat Rejection | PS-F
2309014 | 1 | Energy Utilities - Electricity (one meter) - Annual - Energy By End-Use - Pumps & Aux. | PS-F
2309015 | 1 | Energy Utilities - Electricity (one meter) - Annual - Energy By End-Use - Ventilation Fans | PS-F
2309016 | 1 | Energy Utilities - Electricity (one meter) - Annual - Energy By End-Use - Refrigeration | PS-F
2309017 | 1 | Energy Utilities - Electricity (one meter) - Annual - Energy By End-Use - Heat Pump Supp. | PS-F
2309018 | 1 | Energy Utilities - Electricity (one meter) - Annual - Energy By End-Use - Dom. Hot Water | PS-F
2309019 | 1 | Energy Utilities - Electricity (one meter) - Annual - Energy By End-Use - Exterior Usage | PS-F
2309020 | 1 | Energy Utilities - Electricity (one meter) - Annual - Energy By End-Use - End-Use - Transformer Loss | PS-F
2309021 | 13 | Energy Utilities - Electricity (one meter) - Annual - End-Use Peak - End-Use List | PS-F
2309022 | 1 | Energy Utilities - Electricity (one meter) - Annual - End-Use Peak - Lights | PS-F
2309023 | 1 | Energy Utilities - Electricity (one meter) - Annual - End-Use Peak - Task Lights | PS-F
2309024 | 1 | Energy Utilities - Electricity (one meter) - Annual - End-Use Peak - Misc. Equip | PS-F
2309025 | 1 | Energy Utilities - Electricity (one meter) - Annual - End-Use Peak - Space Heating | PS-F
2309026 | 1 | Energy Utilities - Electricity (one meter) - Annual - End-Use Peak - Space Cooling | PS-F
2309027 | 1 | Energy Utilities - Electricity (one meter) - Annual - End-Use Peak - Heat Rejection | PS-F
2309028 | 1 | Energy Utilities - Electricity (one meter) - Annual - End-Use Peak - Pumps & Aux. | PS-F
2309029 | 1 | Energy Utilities - Electricity (one meter) - Annual - End-Use Peak - Ventilation Fans | PS-F
2309030 | 1 | Energy Utilities - Electricity (one meter) - Annual - End-Use Peak - Refrigeration | PS-F
2309031 | 1 | Energy Utilities - Electricity (one meter) - Annual - End-Use Peak - Heat Pump Supp. | PS-F
2309032 | 1 | Energy Utilities - Electricity (one meter) - Annual - End-Use Peak - Dom. Hot Water | PS-F
2309033 | 1 | Energy Utilities - Electricity (one meter) - Annual - End-Use Peak - Exterior Usage | PS-F
2309034 | 12 | Energy Utilities - Electricity (one meter) - Annual - Percent End-Use @ Bldg Peak - End-Use List | PS-F
2309035 | 1 | Energy Utilities - Electricity (one meter) - Annual - Percent End-Use @ Bldg Peak - Lights | PS-F
2309036 | 1 | Energy Utilities - Electricity (one meter) - Annual - Percent End-Use @ Bldg Peak - Task Lights | PS-F
2309037 | 1 | Energy Utilities - Electricity (one meter) - Annual - Percent End-Use @ Bldg Peak - Misc. Equip | PS-F
2309038 | 1 | Energy Utilities - Electricity (one meter) - Annual - Percent End-Use @ Bldg Peak - Space Heating | PS-F
2309039 | 1 | Energy Utilities - Electricity (one meter) - Annual - Percent End-Use @ Bldg Peak - Space Cooling | PS-F
2309040 | 1 | Energy Utilities - Electricity (one meter) - Annual - Percent End-Use @ Bldg Peak - Heat Rejection | PS-F
2309041 | 1 | Energy Utilities - Electricity (one meter) - Annual - Percent End-Use @ Bldg Peak - Pumps & Aux. | PS-F
2309042 | 1 | Energy Utilities - Electricity (one meter) - Annual - Percent End-Use @ Bldg Peak - Ventilation Fans | PS-F
2309043 | 1 | Energy Utilities - Electricity (one meter) - Annual - Percent End-Use @ Bldg Peak - Refrigeration | PS-F
2309044 | 1 | Energy Utilities - Electricity (one meter) - Annual - Percent End-Use @ Bldg Peak - Heat Pump Supp. | PS-F
2309045 | 1 | Energy Utilities - Electricity (one meter) - Annual - Percent End-Use @ Bldg Peak - Dom. Hot Water | PS-F
2309046 | 1 | Energy Utilities - Electricity (one meter) - Annual - Percent End-Use @ Bldg Peak - Exterior Usage | PS-F
2309047 | 1 | Energy Utilities - Electricity (one meter) - Annual - End-Use Peak - Month - Lights | PS-F
2309048 | 1 | Energy Utilities - Electricity (one meter) - Annual - End-Use Peak - Month - Task Lights | PS-F
2309049 | 1 | Energy Utilities - Electricity (one meter) - Annual - End-Use Peak - Month - Misc. Equip | PS-F
2309050 | 1 | Energy Utilities - Electricity (one meter) - Annual - End-Use Peak - Month - Space Heating | PS-F
2309051 | 1 | Energy Utilities - Electricity (one meter) - Annual - End-Use Peak - Month - Space Cooling | PS-F
2309052 | 1 | Energy Utilities - Electricity (one meter) - Annual - End-Use Peak - Month - Heat Rejection | PS-F
2309053 | 1 | Energy Utilities - Electricity (one meter) - Annual - End-Use Peak - Month - Pumps & Aux. | PS-F
2309054 | 1 | Energy Utilities - Electricity (one meter) - Annual - End-Use Peak - Month - Ventilation Fans | PS-F
2309055 | 1 | Energy Utilities - Electricity (one meter) - Annual - End-Use Peak - Month - Refrigeration | PS-F
2309056 | 1 | Energy Utilities - Electricity (one meter) - Annual - End-Use Peak - Month - Heat Pump Supp. | PS-F
2309057 | 1 | Energy Utilities - Electricity (one meter) - Annual - End-Use Peak - Month - Dom. Hot Water | PS-F
2309058 | 1 | Energy Utilities - Electricity (one meter) - Annual - End-Use Peak - Month - Exterior Usage | PS-F
2309059 | 1 | Energy Utilities - Electricity (one meter) - Annual - End-Use Peak - Day - Lights | PS-F
2309060 | 1 | Energy Utilities - Electricity (one meter) - Annual - End-Use Peak - Day - Task Lights | PS-F
2309061 | 1 | Energy Utilities - Electricity (one meter) - Annual - End-Use Peak - Day - Misc. Equip | PS-F
2309062 | 1 | Energy Utilities - Electricity (one meter) - Annual - End-Use Peak - Day - Space Heating | PS-F
2309063 | 1 | Energy Utilities - Electricity (one meter) - Annual - End-Use Peak - Day - Space Cooling | PS-F
2309064 | 1 | Energy Utilities - Electricity (one meter) - Annual - End-Use Peak - Day - Heat Rejection | PS-F
2309065 | 1 | Energy Utilities - Electricity (one meter) - Annual - End-Use Peak - Day - Pumps & Aux. | PS-F
2309066 | 1 | Energy Utilities - Electricity (one meter) - Annual - End-Use Peak - Day - Ventilation Fans | PS-F
2309067 | 1 | Energy Utilities - Electricity (one meter) - Annual - End-Use Peak - Day - Refrigeration | PS-F
2309068 | 1 | Energy Utilities - Electricity (one meter) - Annual - End-Use Peak - Day - Heat Pump Supp. | PS-F
2309069 | 1 | Energy Utilities - Electricity (one meter) - Annual - End-Use Peak - Day - Dom. Hot Water | PS-F
2309070 | 1 | Energy Utilities - Electricity (one meter) - Annual - End-Use Peak - Day - Exterior Usage | PS-F
2309202 | 12 | Energy Utilities - Electricity (one meter) - Annual - End-Use @ Bldg Peak - End-Use List | PS-F
2309203 | 1 | Energy Utilities - Electricity (one meter) - Annual - End-Use @ Bldg Peak - Lights | PS-F
2309204 | 1 | Energy Utilities - Electricity (one meter) - Annual - End-Use @ Bldg Peak - Task Lights | PS-F
2309205 | 1 | Energy Utilities - Electricity (one meter) - Annual - End-Use @ Bldg Peak - Misc. Equip | PS-F
2309206 | 1 | Energy Utilities - Electricity (one meter) - Annual - End-Use @ Bldg Peak - Space Heating | PS-F
2309207 | 1 | Energy Utilities - Electricity (one meter) - Annual - End-Use @ Bldg Peak - Space Cooling | PS-F
2309208 | 1 | Energy Utilities - Electricity (one meter) - Annual - End-Use @ Bldg Peak - Heat Rejection | PS-F
2309209 | 1 | Energy Utilities - Electricity (one meter) - Annual - End-Use @ Bldg Peak - Pumps & Aux. | PS-F
2309210 | 1 | Energy Utilities - Electricity (one meter) - Annual - End-Use @ Bldg Peak - Ventilation Fans | PS-F
2309211 | 1 | Energy Utilities - Electricity (one meter) - Annual - End-Use @ Bldg Peak - Refrigeration | PS-F
2309212 | 1 | Energy Utilities - Electricity (one meter) - Annual - End-Use @ Bldg Peak - Heat Pump Supp. | PS-F
2309213 | 1 | Energy Utilities - Electricity (one meter) - Annual - End-Use @ Bldg Peak - Dom. Hot Water | PS-F
2309214 | 1 | Energy Utilities - Electricity (one meter) - Annual - End-Use @ Bldg Peak - Exterior Usage | PS-F
2309071 | 12 | Energy Utilities - Electricity (one meter) - All Months - Energy | PS-F
2309072 | 12 | Energy Utilities - Electricity (one meter) - All Months - Peak Demand | PS-F
2309073 | 12 | Energy Utilities - Electricity (one meter) - All Months - Peak Month | PS-F
2309074 | 12 | Energy Utilities - Electricity (one meter) - All Months - Peak Day | PS-F
2309075 | 12 | Energy Utilities - Electricity (one meter) - All Months - Energy By End-Use - Lights | PS-F
2309076 | 12 | Energy Utilities - Electricity (one meter) - All Months - Energy By End-Use - Task Lights | PS-F
2309077 | 12 | Energy Utilities - Electricity (one meter) - All Months - Energy By End-Use - Misc. Equip | PS-F
2309078 | 12 | Energy Utilities - Electricity (one meter) - All Months - Energy By End-Use - Space Heating | PS-F
2309079 | 12 | Energy Utilities - Electricity (one meter) - All Months - Energy By End-Use - Space Cooling | PS-F
2309080 | 12 | Energy Utilities - Electricity (one meter) - All Months - Energy By End-Use - Heat Rejection | PS-F
2309081 | 12 | Energy Utilities - Electricity (one meter) - All Months - Energy By End-Use - Pumps & Aux. | PS-F
2309082 | 12 | Energy Utilities - Electricity (one meter) - All Months - Energy By End-Use - Ventilation Fans | PS-F
2309083 | 12 | Energy Utilities - Electricity (one meter) - All Months - Energy By End-Use - Refrigeration | PS-F
2309084 | 12 | Energy Utilities - Electricity (one meter) - All Months - Energy By End-Use - Heat Pump Supp. | PS-F
2309085 | 12 | Energy Utilities - Electricity (one meter) - All Months - Energy By End-Use - Dom. Hot Water | PS-F
2309086 | 12 | Energy Utilities - Electricity (one meter) - All Months - Energy By End-Use - Exterior Usage | PS-F
2309087 | 12 | Energy Utilities - Electricity (one meter) - All Months - End-Use Peak - Lights | PS-F
2309088 | 12 | Energy Utilities - Electricity (one meter) - All Months - End-Use Peak - Task Lights | PS-F
2309089 | 12 | Energy Utilities - Electricity (one meter) - All Months - End-Use Peak - Misc. Equip | PS-F
2309090 | 12 | Energy Utilities - Electricity (one meter) - All Months - End-Use Peak - Space Heating | PS-F
2309091 | 12 | Energy Utilities - Electricity (one meter) - All Months - End-Use Peak - Space Cooling | PS-F
2309092 | 12 | Energy Utilities - Electricity (one meter) - All Months - End-Use Peak - Heat Rejection | PS-F
2309093 | 12 | Energy Utilities - Electricity (one meter) - All Months - End-Use Peak - Pumps & Aux. | PS-F
2309094 | 12 | Energy Utilities - Electricity (one meter) - All Months - End-Use Peak - Ventilation Fans | PS-F
2309095 | 12 | Energy Utilities - Electricity (one meter) - All Months - End-Use Peak - Refrigeration | PS-F
2309096 | 12 | Energy Utilities - Electricity (one meter) - All Months - End-Use Peak - Heat Pump Supp. | PS-F
2309097 | 12 | Energy Utilities - Electricity (one meter) - All Months - End-Use Peak - Dom. Hot Water | PS-F
2309098 | 12 | Energy Utilities - Electricity (one meter) - All Months - End-Use Peak - Exterior Usage | PS-F
2309099 | 12 | Energy Utilities - Electricity (one meter) - All Months - Percent End-Use @ Bldg Peak - Lights | PS-F
2309100 | 12 | Energy Utilities - Electricity (one meter) - All Months - Percent End-Use @ Bldg Peak - Task Lights | PS-F
2309101 | 12 | Energy Utilities - Electricity (one meter) - All Months - Percent End-Use @ Bldg Peak - Misc. Equip | PS-F
2309102 | 12 | Energy Utilities - Electricity (one meter) - All Months - Percent End-Use @ Bldg Peak - Space Heating | PS-F
2309103 | 12 | Energy Utilities - Electricity (one meter) - All Months - Percent End-Use @ Bldg Peak - Space Cooling | PS-F
2309104 | 12 | Energy Utilities - Electricity (one meter) - All Months - Percent End-Use @ Bldg Peak - Heat Rejection | PS-F
2309105 | 12 | Energy Utilities - Electricity (one meter) - All Months - Percent End-Use @ Bldg Peak - Pumps & Aux. | PS-F
2309106 | 12 | Energy Utilities - Electricity (one meter) - All Months - Percent End-Use @ Bldg Peak - Ventilation Fans | PS-F
2309107 | 12 | Energy Utilities - Electricity (one meter) - All Months - Percent End-Use @ Bldg Peak - Refrigeration | PS-F
2309108 | 12 | Energy Utilities - Electricity (one meter) - All Months - Percent End-Use @ Bldg Peak - Heat Pump Supp. | PS-F
2309109 | 12 | Energy Utilities - Electricity (one meter) - All Months - Percent End-Use @ Bldg Peak - Dom. Hot Water | PS-F
2309110 | 12 | Energy Utilities - Electricity (one meter) - All Months - Percent End-Use @ Bldg Peak - Exterior Usage | PS-F
2309111 | 12 | Energy Utilities - Electricity (one meter) - All Months - End-Use Peak - Month - Lights | PS-F
2309112 | 12 | Energy Utilities - Electricity (one meter) - All Months - End-Use Peak - Month - Task Lights | PS-F
2309113 | 12 | Energy Utilities - Electricity (one meter) - All Months - End-Use Peak - Month - Misc. Equip | PS-F
2309114 | 12 | Energy Utilities - Electricity (one meter) - All Months - End-Use Peak - Month - Space Heating | PS-F
2309115 | 12 | Energy Utilities - Electricity (one meter) - All Months - End-Use Peak - Month - Space Cooling | PS-F
2309116 | 12 | Energy Utilities - Electricity (one meter) - All Months - End-Use Peak - Month - Heat Rejection | PS-F
2309117 | 12 | Energy Utilities - Electricity (one meter) - All Months - End-Use Peak - Month - Pumps & Aux. | PS-F
2309118 | 12 | Energy Utilities - Electricity (one meter) - All Months - End-Use Peak - Month - Ventilation Fans | PS-F
2309119 | 12 | Energy Utilities - Electricity (one meter) - All Months - End-Use Peak - Month - Refrigeration | PS-F
2309120 | 12 | Energy Utilities - Electricity (one meter) - All Months - End-Use Peak - Month - Heat Pump Supp. | PS-F
2309121 | 12 | Energy Utilities - Electricity (one meter) - All Months - End-Use Peak - Month - Dom. Hot Water | PS-F
2309122 | 12 | Energy Utilities - Electricity (one meter) - All Months - End-Use Peak - Month - Exterior Usage | PS-F
2309123 | 12 | Energy Utilities - Electricity (one meter) - All Months - End-Use Peak - Day - Lights | PS-F
2309124 | 12 | Energy Utilities - Electricity (one meter) - All Months - End-Use Peak - Day - Task Lights | PS-F
2309125 | 12 | Energy Utilities - Electricity (one meter) - All Months - End-Use Peak - Day - Misc. Equip | PS-F
2309126 | 12 | Energy Utilities - Electricity (one meter) - All Months - End-Use Peak - Day - Space Heating | PS-F
2309127 | 12 | Energy Utilities - Electricity (one meter) - All Months - End-Use Peak - Day - Space Cooling | PS-F
2309128 | 12 | Energy Utilities - Electricity (one meter) - All Months - End-Use Peak - Day - Heat Rejection | PS-F
2309129 | 12 | Energy Utilities - Electricity (one meter) - All Months - End-Use Peak - Day - Pumps & Aux. | PS-F
2309130 | 12 | Energy Utilities - Electricity (one meter) - All Months - End-Use Peak - Day - Ventilation Fans | PS-F
2309131 | 12 | Energy Utilities - Electricity (one meter) - All Months - End-Use Peak - Day - Refrigeration | PS-F
2309132 | 12 | Energy Utilities - Electricity (one meter) - All Months - End-Use Peak - Day - Heat Pump Supp. | PS-F
2309133 | 12 | Energy Utilities - Electricity (one meter) - All Months - End-Use Peak - Day - Dom. Hot Water | PS-F
2309134 | 12 | Energy Utilities - Electricity (one meter) - All Months - End-Use Peak - Day - Exterior Usage | PS-F
2309215 | 12 | Energy Utilities - Electricity (one meter) - All Months - End-Use @ Bldg Peak - Lights | PS-F
2309216 | 12 | Energy Utilities - Electricity (one meter) - All Months - End-Use @ Bldg Peak - Task Lights | PS-F
2309217 | 12 | Energy Utilities - Electricity (one meter) - All Months - End-Use @ Bldg Peak - Misc. Equip | PS-F
2309218 | 12 | Energy Utilities - Electricity (one meter) - All Months - End-Use @ Bldg Peak - Space Heating | PS-F
2309219 | 12 | Energy Utilities - Electricity (one meter) - All Months - End-Use @ Bldg Peak - Space Cooling | PS-F
2309220 | 12 | Energy Utilities - Electricity (one meter) - All Months - End-Use @ Bldg Peak - Heat Rejection | PS-F
2309221 | 12 | Energy Utilities - Electricity (one meter) - All Months - End-Use @ Bldg Peak - Pumps & Aux. | PS-F
2309222 | 12 | Energy Utilities - Electricity (one meter) - All Months - End-Use @ Bldg Peak - Ventilation Fans | PS-F
2309223 | 12 | Energy Utilities - Electricity (one meter) - All Months - End-Use @ Bldg Peak - Refrigeration | PS-F
2309224 | 12 | Energy Utilities - Electricity (one meter) - All Months - End-Use @ Bldg Peak - Heat Pump Supp. | PS-F
2309225 | 12 | Energy Utilities - Electricity (one meter) - All Months - End-Use @ Bldg Peak - Dom. Hot Water | PS-F
2309226 | 12 | Energy Utilities - Electricity (one meter) - All Months - End-Use @ Bldg Peak - Exterior Usage | PS-F
2309135 | 1 | Energy Utilities - Electricity (one meter) - Single Month - Energy | PS-F
2309136 | 1 | Energy Utilities - Electricity (one meter) - Single Month - Peak Demand | PS-F
2309137 | 1 | Energy Utilities - Electricity (one meter) - Single Month - Peak Month | PS-F
2309138 | 1 | Energy Utilities - Electricity (one meter) - Single Month - Peak Day | PS-F
2309139 | 13 | Energy Utilities - Electricity (one meter) - Single Month - Energy By End-Use - End-Use List | PS-F
2309140 | 1 | Energy Utilities - Electricity (one meter) - Single Month - Energy By End-Use - Lights | PS-F
2309141 | 1 | Energy Utilities - Electricity (one meter) - Single Month - Energy By End-Use - Task Lights | PS-F
2309142 | 1 | Energy Utilities - Electricity (one meter) - Single Month - Energy By End-Use - Misc. Equip | PS-F
2309143 | 1 | Energy Utilities - Electricity (one meter) - Single Month - Energy By End-Use - Space Heating | PS-F
2309144 | 1 | Energy Utilities - Electricity (one meter) - Single Month - Energy By End-Use - Space Cooling | PS-F
2309145 | 1 | Energy Utilities - Electricity (one meter) - Single Month - Energy By End-Use - Heat Rejection | PS-F
2309146 | 1 | Energy Utilities - Electricity (one meter) - Single Month - Energy By End-Use - Pumps & Aux. | PS-F
2309147 | 1 | Energy Utilities - Electricity (one meter) - Single Month - Energy By End-Use - Ventilation Fans | PS-F
2309148 | 1 | Energy Utilities - Electricity (one meter) - Single Month - Energy By End-Use - Refrigeration | PS-F
2309149 | 1 | Energy Utilities - Electricity (one meter) - Single Month - Energy By End-Use - Heat Pump Supp. | PS-F
2309150 | 1 | Energy Utilities - Electricity (one meter) - Single Month - Energy By End-Use - Dom. Hot Water | PS-F
2309151 | 1 | Energy Utilities - Electricity (one meter) - Single Month - Energy By End-Use - Exterior Usage | PS-F
2309152 | 13 | Energy Utilities - Electricity (one meter) - Single Month - End-Use Peak - End-Use List | PS-F
2309153 | 1 | Energy Utilities - Electricity (one meter) - Single Month - End-Use Peak - Lights | PS-F
2309154 | 1 | Energy Utilities - Electricity (one meter) - Single Month - End-Use Peak - Task Lights | PS-F
2309155 | 1 | Energy Utilities - Electricity (one meter) - Single Month - End-Use Peak - Misc. Equip | PS-F
2309156 | 1 | Energy Utilities - Electricity (one meter) - Single Month - End-Use Peak - Space Heating | PS-F
2309157 | 1 | Energy Utilities - Electricity (one meter) - Single Month - End-Use Peak - Space Cooling | PS-F
2309158 | 1 | Energy Utilities - Electricity (one meter) - Single Month - End-Use Peak - Heat Rejection | PS-F
2309159 | 1 | Energy Utilities - Electricity (one meter) - Single Month - End-Use Peak - Pumps & Aux. | PS-F
2309160 | 1 | Energy Utilities - Electricity (one meter) - Single Month - End-Use Peak - Ventilation Fans | PS-F
2309161 | 1 | Energy Utilities - Electricity (one meter) - Single Month - End-Use Peak - Refrigeration | PS-F
2309162 | 1 | Energy Utilities - Electricity (one meter) - Single Month - End-Use Peak - Heat Pump Supp. | PS-F
2309163 | 1 | Energy Utilities - Electricity (one meter) - Single Month - End-Use Peak - Dom. Hot Water | PS-F
2309164 | 1 | Energy Utilities - Electricity (one meter) - Single Month - End-Use Peak - Exterior Usage | PS-F
2309165 | 12 | Energy Utilities - Electricity (one meter) - Single Month - Percent End-Use @ Bldg Peak - End-Use List | PS-F
2309166 | 1 | Energy Utilities - Electricity (one meter) - Single Month - Percent End-Use @ Bldg Peak - Lights | PS-F
2309167 | 1 | Energy Utilities - Electricity (one meter) - Single Month - Percent End-Use @ Bldg Peak - Task Lights | PS-F
2309168 | 1 | Energy Utilities - Electricity (one meter) - Single Month - Percent End-Use @ Bldg Peak - Misc. Equip | PS-F
2309169 | 1 | Energy Utilities - Electricity (one meter) - Single Month - Percent End-Use @ Bldg Peak - Space Heating | PS-F
2309170 | 1 | Energy Utilities - Electricity (one meter) - Single Month - Percent End-Use @ Bldg Peak - Space Cooling | PS-F
2309171 | 1 | Energy Utilities - Electricity (one meter) - Single Month - Percent End-Use @ Bldg Peak - Heat Rejection | PS-F
2309172 | 1 | Energy Utilities - Electricity (one meter) - Single Month - Percent End-Use @ Bldg Peak - Pumps & Aux. | PS-F
2309173 | 1 | Energy Utilities - Electricity (one meter) - Single Month - Percent End-Use @ Bldg Peak - Ventilation Fans | PS-F
2309174 | 1 | Energy Utilities - Electricity (one meter) - Single Month - Percent End-Use @ Bldg Peak - Refrigeration | PS-F
2309175 | 1 | Energy Utilities - Electricity (one meter) - Single Month - Percent End-Use @ Bldg Peak - Heat Pump Supp. | PS-F
2309176 | 1 | Energy Utilities - Electricity (one meter) - Single Month - Percent End-Use @ Bldg Peak - Dom. Hot Water | PS-F
2309177 | 1 | Energy Utilities - Electricity (one meter) - Single Month - Percent End-Use @ Bldg Peak - Exterior Usage | PS-F
2309178 | 1 | Energy Utilities - Electricity (one meter) - Single Month - End-Use Peak - Month - Lights | PS-F
2309179 | 1 | Energy Utilities - Electricity (one meter) - Single Month - End-Use Peak - Month - Task Lights | PS-F
2309180 | 1 | Energy Utilities - Electricity (one meter) - Single Month - End-Use Peak - Month - Misc. Equip | PS-F
2309181 | 1 | Energy Utilities - Electricity (one meter) - Single Month - End-Use Peak - Month - Space Heating | PS-F
2309182 | 1 | Energy Utilities - Electricity (one meter) - Single Month - End-Use Peak - Month - Space Cooling | PS-F
2309183 | 1 | Energy Utilities - Electricity (one meter) - Single Month - End-Use Peak - Month - Heat Rejection | PS-F
2309184 | 1 | Energy Utilities - Electricity (one meter) - Single Month - End-Use Peak - Month - Pumps & Aux. | PS-F
2309185 | 1 | Energy Utilities - Electricity (one meter) - Single Month - End-Use Peak - Month - Ventilation Fans | PS-F
2309186 | 1 | Energy Utilities - Electricity (one meter) - Single Month - End-Use Peak - Month - Refrigeration | PS-F
2309187 | 1 | Energy Utilities - Electricity (one meter) - Single Month - End-Use Peak - Month - Heat Pump Supp. | PS-F
2309188 | 1 | Energy Utilities - Electricity (one meter) - Single Month - End-Use Peak - Month - Dom. Hot Water | PS-F
2309189 | 1 | Energy Utilities - Electricity (one meter) - Single Month - End-Use Peak - Month - Exterior Usage | PS-F
2309190 | 1 | Energy Utilities - Electricity (one meter) - Single Month - End-Use Peak - Day - Lights | PS-F
2309191 | 1 | Energy Utilities - Electricity (one meter) - Single Month - End-Use Peak - Day - Task Lights | PS-F
2309192 | 1 | Energy Utilities - Electricity (one meter) - Single Month - End-Use Peak - Day - Misc. Equip | PS-F
2309193 | 1 | Energy Utilities - Electricity (one meter) - Single Month - End-Use Peak - Day - Space Heating | PS-F
2309194 | 1 | Energy Utilities - Electricity (one meter) - Single Month - End-Use Peak - Day - Space Cooling | PS-F
2309195 | 1 | Energy Utilities - Electricity (one meter) - Single Month - End-Use Peak - Day - Heat Rejection | PS-F
2309196 | 1 | Energy Utilities - Electricity (one meter) - Single Month - End-Use Peak - Day - Pumps & Aux. | PS-F
2309197 | 1 | Energy Utilities - Electricity (one meter) - Single Month - End-Use Peak - Day - Ventilation Fans | PS-F
2309198 | 1 | Energy Utilities - Electricity (one meter) - Single Month - End-Use Peak - Day - Refrigeration | PS-F
2309199 | 1 | Energy Utilities - Electricity (one meter) - Single Month - End-Use Peak - Day - Heat Pump Supp. | PS-F
2309200 | 1 | Energy Utilities - Electricity (one meter) - Single Month - End-Use Peak - Day - Dom. Hot Water | PS-F
2309201 | 1 | Energy Utilities - Electricity (one meter) - Single Month - End-Use Peak - Day - Exterior Usage | PS-F
2309227 | 12 | Energy Utilities - Electricity (one meter) - Single Month - End-Use @ Bldg Peak - End-Use List | PS-F
2309228 | 1 | Energy Utilities - Electricity (one meter) - Single Month - End-Use @ Bldg Peak - Lights | PS-F
2309229 | 1 | Energy Utilities - Electricity (one meter) - Single Month - End-Use @ Bldg Peak - Task Lights | PS-F
2309230 | 1 | Energy Utilities - Electricity (one meter) - Single Month - End-Use @ Bldg Peak - Misc. Equip | PS-F
2309231 | 1 | Energy Utilities - Electricity (one meter) - Single Month - End-Use @ Bldg Peak - Space Heating | PS-F
2309232 | 1 | Energy Utilities - Electricity (one meter) - Single Month - End-Use @ Bldg Peak - Space Cooling | PS-F
2309233 | 1 | Energy Utilities - Electricity (one meter) - Single Month - End-Use @ Bldg Peak - Heat Rejection | PS-F
2309234 | 1 | Energy Utilities - Electricity (one meter) - Single Month - End-Use @ Bldg Peak - Pumps & Aux. | PS-F
2309235 | 1 | Energy Utilities - Electricity (one meter) - Single Month - End-Use @ Bldg Peak - Ventilation Fans | PS-F
2309236 | 1 | Energy Utilities - Electricity (one meter) - Single Month - End-Use @ Bldg Peak - Refrigeration | PS-F
2309237 | 1 | Energy Utilities - Electricity (one meter) - Single Month - End-Use @ Bldg Peak - Heat Pump Supp. | PS-F
2309238 | 1 | Energy Utilities - Electricity (one meter) - Single Month - End-Use @ Bldg Peak - Dom. Hot Water | PS-F
2309239 | 1 | Energy Utilities - Electricity (one meter) - Single Month - End-Use @ Bldg Peak - Exterior Usage | PS-F
2310001 | 1 | Energy Utilities - Fuel (one meter) - Energy Units | PS-F
2310002 | 1 | Energy Utilities - Fuel (one meter) - Demand Units | PS-F
2310003 | 1 | Energy Utilities - Fuel (one meter) - Annual - Energy | PS-F
2310004 | 1 | Energy Utilities - Fuel (one meter) - Annual - Peak Demand | PS-F
2310005 | 1 | Energy Utilities - Fuel (one meter) - Annual - Peak Month | PS-F
2310006 | 1 | Energy Utilities - Fuel (one meter) - Annual - Peak Day | PS-F
2310007 | 13 | Energy Utilities - Fuel (one meter) - Annual - Energy By End-Use - End-Use List | PS-F
2310008 | 1 | Energy Utilities - Fuel (one meter) - Annual - Energy By End-Use - Lights | PS-F
2310009 | 1 | Energy Utilities - Fuel (one meter) - Annual - Energy By End-Use - Task Lights | PS-F
2310010 | 1 | Energy Utilities - Fuel (one meter) - Annual - Energy By End-Use - Misc. Equip | PS-F
2310011 | 1 | Energy Utilities - Fuel (one meter) - Annual - Energy By End-Use - Space Heating | PS-F
2310012 | 1 | Energy Utilities - Fuel (one meter) - Annual - Energy By End-Use - Space Cooling | PS-F
2310013 | 1 | Energy Utilities - Fuel (one meter) - Annual - Energy By End-Use - Heat Rejection | PS-F
2310014 | 1 | Energy Utilities - Fuel (one meter) - Annual - Energy By End-Use - Pumps & Aux. | PS-F
2310015 | 1 | Energy Utilities - Fuel (one meter) - Annual - Energy By End-Use - Ventilation Fans | PS-F
2310016 | 1 | Energy Utilities - Fuel (one meter) - Annual - Energy By End-Use - Refrigeration | PS-F
2310017 | 1 | Energy Utilities - Fuel (one meter) - Annual - Energy By End-Use - Heat Pump Supp. | PS-F
2310018 | 1 | Energy Utilities - Fuel (one meter) - Annual - Energy By End-Use - Dom. Hot Water | PS-F
2310019 | 1 | Energy Utilities - Fuel (one meter) - Annual - Energy By End-Use - Exterior Usage | PS-F
2310020 | 13 | Energy Utilities - Fuel (one meter) - Annual - End-Use Peak - End-Use List | PS-F
2310021 | 1 | Energy Utilities - Fuel (one meter) - Annual - End-Use Peak - Lights | PS-F
2310022 | 1 | Energy Utilities - Fuel (one meter) - Annual - End-Use Peak - Task Lights | PS-F
2310023 | 1 | Energy Utilities - Fuel (one meter) - Annual - End-Use Peak - Misc. Equip | PS-F
2310024 | 1 | Energy Utilities - Fuel (one meter) - Annual - End-Use Peak - Space Heating | PS-F
2310025 | 1 | Energy Utilities - Fuel (one meter) - Annual - End-Use Peak - Space Cooling | PS-F
2310026 | 1 | Energy Utilities - Fuel (one meter) - Annual - End-Use Peak - Heat Rejection | PS-F
2310027 | 1 | Energy Utilities - Fuel (one meter) - Annual - End-Use Peak - Pumps & Aux. | PS-F
2310028 | 1 | Energy Utilities - Fuel (one meter) - Annual - End-Use Peak - Ventilation Fans | PS-F
2310029 | 1 | Energy Utilities - Fuel (one meter) - Annual - End-Use Peak - Refrigeration | PS-F
2310030 | 1 | Energy Utilities - Fuel (one meter) - Annual - End-Use Peak - Heat Pump Supp. | PS-F
2310031 | 1 | Energy Utilities - Fuel (one meter) - Annual - End-Use Peak - Dom. Hot Water | PS-F
2310032 | 1 | Energy Utilities - Fuel (one meter) - Annual - End-Use Peak - Exterior Usage | PS-F
2310033 | 12 | Energy Utilities - Fuel (one meter) - Annual - Percent End-Use @ Bldg Peak - End-Use List | PS-F
2310034 | 1 | Energy Utilities - Fuel (one meter) - Annual - Percent End-Use @ Bldg Peak - Lights | PS-F
2310035 | 1 | Energy Utilities - Fuel (one meter) - Annual - Percent End-Use @ Bldg Peak - Task Lights | PS-F
2310036 | 1 | Energy Utilities - Fuel (one meter) - Annual - Percent End-Use @ Bldg Peak - Misc. Equip | PS-F
2310037 | 1 | Energy Utilities - Fuel (one meter) - Annual - Percent End-Use @ Bldg Peak - Space Heating | PS-F
2310038 | 1 | Energy Utilities - Fuel (one meter) - Annual - Percent End-Use @ Bldg Peak - Space Cooling | PS-F
2310039 | 1 | Energy Utilities - Fuel (one meter) - Annual - Percent End-Use @ Bldg Peak - Heat Rejection | PS-F
2310040 | 1 | Energy Utilities - Fuel (one meter) - Annual - Percent End-Use @ Bldg Peak - Pumps & Aux. | PS-F
2310041 | 1 | Energy Utilities - Fuel (one meter) - Annual - Percent End-Use @ Bldg Peak - Ventilation Fans | PS-F
2310042 | 1 | Energy Utilities - Fuel (one meter) - Annual - Percent End-Use @ Bldg Peak - Refrigeration | PS-F
2310043 | 1 | Energy Utilities - Fuel (one meter) - Annual - Percent End-Use @ Bldg Peak - Heat Pump Supp. | PS-F
2310044 | 1 | Energy Utilities - Fuel (one meter) - Annual - Percent End-Use @ Bldg Peak - Dom. Hot Water | PS-F
2310045 | 1 | Energy Utilities - Fuel (one meter) - Annual - Percent End-Use @ Bldg Peak - Exterior Usage | PS-F
2310046 | 1 | Energy Utilities - Fuel (one meter) - Annual - End-Use Peak - Month - Lights | PS-F
2310047 | 1 | Energy Utilities - Fuel (one meter) - Annual - End-Use Peak - Month - Task Lights | PS-F
2310048 | 1 | Energy Utilities - Fuel (one meter) - Annual - End-Use Peak - Month - Misc. Equip | PS-F
2310049 | 1 | Energy Utilities - Fuel (one meter) - Annual - End-Use Peak - Month - Space Heating | PS-F
2310050 | 1 | Energy Utilities - Fuel (one meter) - Annual - End-Use Peak - Month - Space Cooling | PS-F
2310051 | 1 | Energy Utilities - Fuel (one meter) - Annual - End-Use Peak - Month - Heat Rejection | PS-F
2310052 | 1 | Energy Utilities - Fuel (one meter) - Annual - End-Use Peak - Month - Pumps & Aux. | PS-F
2310053 | 1 | Energy Utilities - Fuel (one meter) - Annual - End-Use Peak - Month - Ventilation Fans | PS-F
2310054 | 1 | Energy Utilities - Fuel (one meter) - Annual - End-Use Peak - Month - Refrigeration | PS-F
2310055 | 1 | Energy Utilities - Fuel (one meter) - Annual - End-Use Peak - Month - Heat Pump Supp. | PS-F
2310056 | 1 | Energy Utilities - Fuel (one meter) - Annual - End-Use Peak - Month - Dom. Hot Water | PS-F
2310057 | 1 | Energy Utilities - Fuel (one meter) - Annual - End-Use Peak - Month - Exterior Usage | PS-F
2310058 | 1 | Energy Utilities - Fuel (one meter) - Annual - End-Use Peak - Day - Lights | PS-F
2310059 | 1 | Energy Utilities - Fuel (one meter) - Annual - End-Use Peak - Day - Task Lights | PS-F
2310060 | 1 | Energy Utilities - Fuel (one meter) - Annual - End-Use Peak - Day - Misc. Equip | PS-F
2310061 | 1 | Energy Utilities - Fuel (one meter) - Annual - End-Use Peak - Day - Space Heating | PS-F
2310062 | 1 | Energy Utilities - Fuel (one meter) - Annual - End-Use Peak - Day - Space Cooling | PS-F
2310063 | 1 | Energy Utilities - Fuel (one meter) - Annual - End-Use Peak - Day - Heat Rejection | PS-F
2310064 | 1 | Energy Utilities - Fuel (one meter) - Annual - End-Use Peak - Day - Pumps & Aux. | PS-F
2310065 | 1 | Energy Utilities - Fuel (one meter) - Annual - End-Use Peak - Day - Ventilation Fans | PS-F
2310066 | 1 | Energy Utilities - Fuel (one meter) - Annual - End-Use Peak - Day - Refrigeration | PS-F
2310067 | 1 | Energy Utilities - Fuel (one meter) - Annual - End-Use Peak - Day - Heat Pump Supp. | PS-F
2310068 | 1 | Energy Utilities - Fuel (one meter) - Annual - End-Use Peak - Day - Dom. Hot Water | PS-F
2310069 | 1 | Energy Utilities - Fuel (one meter) - Annual - End-Use Peak - Day - Exterior Usage | PS-F
2310201 | 12 | Energy Utilities - Fuel (one meter) - Annual - End-Use @ Bldg Peak - End-Use List | PS-F
2310202 | 1 | Energy Utilities - Fuel (one meter) - Annual - End-Use @ Bldg Peak - Lights | PS-F
2310203 | 1 | Energy Utilities - Fuel (one meter) - Annual - End-Use @ Bldg Peak - Task Lights | PS-F
2310204 | 1 | Energy Utilities - Fuel (one meter) - Annual - End-Use @ Bldg Peak - Misc. Equip | PS-F
2310205 | 1 | Energy Utilities - Fuel (one meter) - Annual - End-Use @ Bldg Peak - Space Heating | PS-F
2310206 | 1 | Energy Utilities - Fuel (one meter) - Annual - End-Use @ Bldg Peak - Space Cooling | PS-F
2310207 | 1 | Energy Utilities - Fuel (one meter) - Annual - End-Use @ Bldg Peak - Heat Rejection | PS-F
2310208 | 1 | Energy Utilities - Fuel (one meter) - Annual - End-Use @ Bldg Peak - Pumps & Aux. | PS-F
2310209 | 1 | Energy Utilities - Fuel (one meter) - Annual - End-Use @ Bldg Peak - Ventilation Fans | PS-F
2310210 | 1 | Energy Utilities - Fuel (one meter) - Annual - End-Use @ Bldg Peak - Refrigeration | PS-F
2310211 | 1 | Energy Utilities - Fuel (one meter) - Annual - End-Use @ Bldg Peak - Heat Pump Supp. | PS-F
2310212 | 1 | Energy Utilities - Fuel (one meter) - Annual - End-Use @ Bldg Peak - Dom. Hot Water | PS-F
2310213 | 1 | Energy Utilities - Fuel (one meter) - Annual - End-Use @ Bldg Peak - Exterior Usage | PS-F
2310070 | 12 | Energy Utilities - Fuel (one meter) - All Months - Energy | PS-F
2310071 | 12 | Energy Utilities - Fuel (one meter) - All Months - Peak Demand | PS-F
2310072 | 12 | Energy Utilities - Fuel (one meter) - All Months - Peak Month | PS-F
2310073 | 12 | Energy Utilities - Fuel (one meter) - All Months - Peak Day | PS-F
2310074 | 12 | Energy Utilities - Fuel (one meter) - All Months - Energy By End-Use - Lights | PS-F
2310075 | 12 | Energy Utilities - Fuel (one meter) - All Months - Energy By End-Use - Task Lights | PS-F
2310076 | 12 | Energy Utilities - Fuel (one meter) - All Months - Energy By End-Use - Misc. Equip | PS-F
2310077 | 12 | Energy Utilities - Fuel (one meter) - All Months - Energy By End-Use - Space Heating | PS-F
2310078 | 12 | Energy Utilities - Fuel (one meter) - All Months - Energy By End-Use - Space Cooling | PS-F
2310079 | 12 | Energy Utilities - Fuel (one meter) - All Months - Energy By End-Use - Heat Rejection | PS-F
2310080 | 12 | Energy Utilities - Fuel (one meter) - All Months - Energy By End-Use - Pumps & Aux. | PS-F
2310081 | 12 | Energy Utilities - Fuel (one meter) - All Months - Energy By End-Use - Ventilation Fans | PS-F
2310082 | 12 | Energy Utilities - Fuel (one meter) - All Months - Energy By End-Use - Refrigeration | PS-F
2310083 | 12 | Energy Utilities - Fuel (one meter) - All Months - Energy By End-Use - Heat Pump Supp. | PS-F
2310084 | 12 | Energy Utilities - Fuel (one meter) - All Months - Energy By End-Use - Dom. Hot Water | PS-F
2310085 | 12 | Energy Utilities - Fuel (one meter) - All Months - Energy By End-Use - Exterior Usage | PS-F
2310086 | 12 | Energy Utilities - Fuel (one meter) - All Months - End-Use Peak - Lights | PS-F
2310087 | 12 | Energy Utilities - Fuel (one meter) - All Months - End-Use Peak - Task Lights | PS-F
2310088 | 12 | Energy Utilities - Fuel (one meter) - All Months - End-Use Peak - Misc. Equip | PS-F
2310089 | 12 | Energy Utilities - Fuel (one meter) - All Months - End-Use Peak - Space Heating | PS-F
2310090 | 12 | Energy Utilities - Fuel (one meter) - All Months - End-Use Peak - Space Cooling | PS-F
2310091 | 12 | Energy Utilities - Fuel (one meter) - All Months - End-Use Peak - Heat Rejection | PS-F
2310092 | 12 | Energy Utilities - Fuel (one meter) - All Months - End-Use Peak - Pumps & Aux. | PS-F
2310093 | 12 | Energy Utilities - Fuel (one meter) - All Months - End-Use Peak - Ventilation Fans | PS-F
2310094 | 12 | Energy Utilities - Fuel (one meter) - All Months - End-Use Peak - Refrigeration | PS-F
2310095 | 12 | Energy Utilities - Fuel (one meter) - All Months - End-Use Peak - Heat Pump Supp. | PS-F
2310096 | 12 | Energy Utilities - Fuel (one meter) - All Months - End-Use Peak - Dom. Hot Water | PS-F
2310097 | 12 | Energy Utilities - Fuel (one meter) - All Months - End-Use Peak - Exterior Usage | PS-F
2310098 | 12 | Energy Utilities - Fuel (one meter) - All Months - Percent End-Use @ Bldg Peak - Lights | PS-F
2310099 | 12 | Energy Utilities - Fuel (one meter) - All Months - Percent End-Use @ Bldg Peak - Task Lights | PS-F
2310100 | 12 | Energy Utilities - Fuel (one meter) - All Months - Percent End-Use @ Bldg Peak - Misc. Equip | PS-F
2310101 | 12 | Energy Utilities - Fuel (one meter) - All Months - Percent End-Use @ Bldg Peak - Space Heating | PS-F
2310102 | 12 | Energy Utilities - Fuel (one meter) - All Months - Percent End-Use @ Bldg Peak - Space Cooling | PS-F
2310103 | 12 | Energy Utilities - Fuel (one meter) - All Months - Percent End-Use @ Bldg Peak - Heat Rejection | PS-F
2310104 | 12 | Energy Utilities - Fuel (one meter) - All Months - Percent End-Use @ Bldg Peak - Pumps & Aux. | PS-F
2310105 | 12 | Energy Utilities - Fuel (one meter) - All Months - Percent End-Use @ Bldg Peak - Ventilation Fans | PS-F
2310106 | 12 | Energy Utilities - Fuel (one meter) - All Months - Percent End-Use @ Bldg Peak - Refrigeration | PS-F
2310107 | 12 | Energy Utilities - Fuel (one meter) - All Months - Percent End-Use @ Bldg Peak - Heat Pump Supp. | PS-F
2310108 | 12 | Energy Utilities - Fuel (one meter) - All Months - Percent End-Use @ Bldg Peak - Dom. Hot Water | PS-F
2310109 | 12 | Energy Utilities - Fuel (one meter) - All Months - Percent End-Use @ Bldg Peak - Exterior Usage | PS-F
2310110 | 12 | Energy Utilities - Fuel (one meter) - All Months - End-Use Peak - Month - Lights | PS-F
2310111 | 12 | Energy Utilities - Fuel (one meter) - All Months - End-Use Peak - Month - Task Lights | PS-F
2310112 | 12 | Energy Utilities - Fuel (one meter) - All Months - End-Use Peak - Month - Misc. Equip | PS-F
2310113 | 12 | Energy Utilities - Fuel (one meter) - All Months - End-Use Peak - Month - Space Heating | PS-F
2310114 | 12 | Energy Utilities - Fuel (one meter) - All Months - End-Use Peak - Month - Space Cooling | PS-F
2310115 | 12 | Energy Utilities - Fuel (one meter) - All Months - End-Use Peak - Month - Heat Rejection | PS-F
2310116 | 12 | Energy Utilities - Fuel (one meter) - All Months - End-Use Peak - Month - Pumps & Aux. | PS-F
2310117 | 12 | Energy Utilities - Fuel (one meter) - All Months - End-Use Peak - Month - Ventilation Fans | PS-F
2310118 | 12 | Energy Utilities - Fuel (one meter) - All Months - End-Use Peak - Month - Refrigeration | PS-F
2310119 | 12 | Energy Utilities - Fuel (one meter) - All Months - End-Use Peak - Month - Heat Pump Supp. | PS-F
2310120 | 12 | Energy Utilities - Fuel (one meter) - All Months - End-Use Peak - Month - Dom. Hot Water | PS-F
2310121 | 12 | Energy Utilities - Fuel (one meter) - All Months - End-Use Peak - Month - Exterior Usage | PS-F
2310122 | 12 | Energy Utilities - Fuel (one meter) - All Months - End-Use Peak - Day - Lights | PS-F
2310123 | 12 | Energy Utilities - Fuel (one meter) - All Months - End-Use Peak - Day - Task Lights | PS-F
2310124 | 12 | Energy Utilities - Fuel (one meter) - All Months - End-Use Peak - Day - Misc. Equip | PS-F
2310125 | 12 | Energy Utilities - Fuel (one meter) - All Months - End-Use Peak - Day - Space Heating | PS-F
2310126 | 12 | Energy Utilities - Fuel (one meter) - All Months - End-Use Peak - Day - Space Cooling | PS-F
2310127 | 12 | Energy Utilities - Fuel (one meter) - All Months - End-Use Peak - Day - Heat Rejection | PS-F
2310128 | 12 | Energy Utilities - Fuel (one meter) - All Months - End-Use Peak - Day - Pumps & Aux. | PS-F
2310129 | 12 | Energy Utilities - Fuel (one meter) - All Months - End-Use Peak - Day - Ventilation Fans | PS-F
2310130 | 12 | Energy Utilities - Fuel (one meter) - All Months - End-Use Peak - Day - Refrigeration | PS-F
2310131 | 12 | Energy Utilities - Fuel (one meter) - All Months - End-Use Peak - Day - Heat Pump Supp. | PS-F
2310132 | 12 | Energy Utilities - Fuel (one meter) - All Months - End-Use Peak - Day - Dom. Hot Water | PS-F
2310133 | 12 | Energy Utilities - Fuel (one meter) - All Months - End-Use Peak - Day - Exterior Usage | PS-F
2310214 | 12 | Energy Utilities - Fuel (one meter) - All Months - End-Use @ Bldg Peak - Lights | PS-F
2310215 | 12 | Energy Utilities - Fuel (one meter) - All Months - End-Use @ Bldg Peak - Task Lights | PS-F
2310216 | 12 | Energy Utilities - Fuel (one meter) - All Months - End-Use @ Bldg Peak - Misc. Equip | PS-F
2310217 | 12 | Energy Utilities - Fuel (one meter) - All Months - End-Use @ Bldg Peak - Space Heating | PS-F
2310218 | 12 | Energy Utilities - Fuel (one meter) - All Months - End-Use @ Bldg Peak - Space Cooling | PS-F
2310219 | 12 | Energy Utilities - Fuel (one meter) - All Months - End-Use @ Bldg Peak - Heat Rejection | PS-F
2310220 | 12 | Energy Utilities - Fuel (one meter) - All Months - End-Use @ Bldg Peak - Pumps & Aux. | PS-F
2310221 | 12 | Energy Utilities - Fuel (one meter) - All Months - End-Use @ Bldg Peak - Ventilation Fans | PS-F
2310222 | 12 | Energy Utilities - Fuel (one meter) - All Months - End-Use @ Bldg Peak - Refrigeration | PS-F
2310223 | 12 | Energy Utilities - Fuel (one meter) - All Months - End-Use @ Bldg Peak - Heat Pump Supp. | PS-F
2310224 | 12 | Energy Utilities - Fuel (one meter) - All Months - End-Use @ Bldg Peak - Dom. Hot Water | PS-F
2310225 | 12 | Energy Utilities - Fuel (one meter) - All Months - End-Use @ Bldg Peak - Exterior Usage | PS-F
2310134 | 1 | Energy Utilities - Fuel (one meter) - Single Month - Energy | PS-F
2310135 | 1 | Energy Utilities - Fuel (one meter) - Single Month - Peak Demand | PS-F
2310136 | 1 | Energy Utilities - Fuel (one meter) - Single Month - Peak Month | PS-F
2310137 | 1 | Energy Utilities - Fuel (one meter) - Single Month - Peak Day | PS-F
2310138 | 13 | Energy Utilities - Fuel (one meter) - Single Month - Energy By End-Use - End-Use List | PS-F
2310139 | 1 | Energy Utilities - Fuel (one meter) - Single Month - Energy By End-Use - Lights | PS-F
2310140 | 1 | Energy Utilities - Fuel (one meter) - Single Month - Energy By End-Use - Task Lights | PS-F
2310141 | 1 | Energy Utilities - Fuel (one meter) - Single Month - Energy By End-Use - Misc. Equip | PS-F
2310142 | 1 | Energy Utilities - Fuel (one meter) - Single Month - Energy By End-Use - Space Heating | PS-F
2310143 | 1 | Energy Utilities - Fuel (one meter) - Single Month - Energy By End-Use - Space Cooling | PS-F
2310144 | 1 | Energy Utilities - Fuel (one meter) - Single Month - Energy By End-Use - Heat Rejection | PS-F
2310145 | 1 | Energy Utilities - Fuel (one meter) - Single Month - Energy By End-Use - Pumps & Aux. | PS-F
2310146 | 1 | Energy Utilities - Fuel (one meter) - Single Month - Energy By End-Use - Ventilation Fans | PS-F
2310147 | 1 | Energy Utilities - Fuel (one meter) - Single Month - Energy By End-Use - Refrigeration | PS-F
2310148 | 1 | Energy Utilities - Fuel (one meter) - Single Month - Energy By End-Use - Heat Pump Supp. | PS-F
2310149 | 1 | Energy Utilities - Fuel (one meter) - Single Month - Energy By End-Use - Dom. Hot Water | PS-F
2310150 | 1 | Energy Utilities - Fuel (one meter) - Single Month - Energy By End-Use - Exterior Usage | PS-F
2310151 | 13 | Energy Utilities - Fuel (one meter) - Single Month - End-Use Peak - End-Use List | PS-F
2310152 | 1 | Energy Utilities - Fuel (one meter) - Single Month - End-Use Peak - Lights | PS-F
2310153 | 1 | Energy Utilities - Fuel (one meter) - Single Month - End-Use Peak - Task Lights | PS-F
2310154 | 1 | Energy Utilities - Fuel (one meter) - Single Month - End-Use Peak - Misc. Equip | PS-F
2310155 | 1 | Energy Utilities - Fuel (one meter) - Single Month - End-Use Peak - Space Heating | PS-F
2310156 | 1 | Energy Utilities - Fuel (one meter) - Single Month - End-Use Peak - Space Cooling | PS-F
2310157 | 1 | Energy Utilities - Fuel (one meter) - Single Month - End-Use Peak - Heat Rejection | PS-F
2310158 | 1 | Energy Utilities - Fuel (one meter) - Single Month - End-Use Peak - Pumps & Aux. | PS-F
2310159 | 1 | Energy Utilities - Fuel (one meter) - Single Month - End-Use Peak - Ventilation Fans | PS-F
2310160 | 1 | Energy Utilities - Fuel (one meter) - Single Month - End-Use Peak - Refrigeration | PS-F
2310161 | 1 | Energy Utilities - Fuel (one meter) - Single Month - End-Use Peak - Heat Pump Supp. | PS-F
2310162 | 1 | Energy Utilities - Fuel (one meter) - Single Month - End-Use Peak - Dom. Hot Water | PS-F
2310163 | 1 | Energy Utilities - Fuel (one meter) - Single Month - End-Use Peak - Exterior Usage | PS-F
2310164 | 12 | Energy Utilities - Fuel (one meter) - Single Month - Percent End-Use @ Bldg Peak - End-Use List | PS-F
2310165 | 1 | Energy Utilities - Fuel (one meter) - Single Month - Percent End-Use @ Bldg Peak - Lights | PS-F
2310166 | 1 | Energy Utilities - Fuel (one meter) - Single Month - Percent End-Use @ Bldg Peak - Task Lights | PS-F
2310167 | 1 | Energy Utilities - Fuel (one meter) - Single Month - Percent End-Use @ Bldg Peak - Misc. Equip | PS-F
2310168 | 1 | Energy Utilities - Fuel (one meter) - Single Month - Percent End-Use @ Bldg Peak - Space Heating | PS-F
2310169 | 1 | Energy Utilities - Fuel (one meter) - Single Month - Percent End-Use @ Bldg Peak - Space Cooling | PS-F
2310170 | 1 | Energy Utilities - Fuel (one meter) - Single Month - Percent End-Use @ Bldg Peak - Heat Rejection | PS-F
2310171 | 1 | Energy Utilities - Fuel (one meter) - Single Month - Percent End-Use @ Bldg Peak - Pumps & Aux. | PS-F
2310172 | 1 | Energy Utilities - Fuel (one meter) - Single Month - Percent End-Use @ Bldg Peak - Ventilation Fans | PS-F
2310173 | 1 | Energy Utilities - Fuel (one meter) - Single Month - Percent End-Use @ Bldg Peak - Refrigeration | PS-F
2310174 | 1 | Energy Utilities - Fuel (one meter) - Single Month - Percent End-Use @ Bldg Peak - Heat Pump Supp. | PS-F
2310175 | 1 | Energy Utilities - Fuel (one meter) - Single Month - Percent End-Use @ Bldg Peak - Dom. Hot Water | PS-F
2310176 | 1 | Energy Utilities - Fuel (one meter) - Single Month - Percent End-Use @ Bldg Peak - Exterior Usage | PS-F
2310177 | 1 | Energy Utilities - Fuel (one meter) - Single Month - End-Use Peak - Month - Lights | PS-F
2310178 | 1 | Energy Utilities - Fuel (one meter) - Single Month - End-Use Peak - Month - Task Lights | PS-F
2310179 | 1 | Energy Utilities - Fuel (one meter) - Single Month - End-Use Peak - Month - Misc. Equip | PS-F
2310180 | 1 | Energy Utilities - Fuel (one meter) - Single Month - End-Use Peak - Month - Space Heating | PS-F
2310181 | 1 | Energy Utilities - Fuel (one meter) - Single Month - End-Use Peak - Month - Space Cooling | PS-F
2310182 | 1 | Energy Utilities - Fuel (one meter) - Single Month - End-Use Peak - Month - Heat Rejection | PS-F
2310183 | 1 | Energy Utilities - Fuel (one meter) - Single Month - End-Use Peak - Month - Pumps & Aux. | PS-F
2310184 | 1 | Energy Utilities - Fuel (one meter) - Single Month - End-Use Peak - Month - Ventilation Fans | PS-F
2310185 | 1 | Energy Utilities - Fuel (one meter) - Single Month - End-Use Peak - Month - Refrigeration | PS-F
2310186 | 1 | Energy Utilities - Fuel (one meter) - Single Month - End-Use Peak - Month - Heat Pump Supp. | PS-F
2310187 | 1 | Energy Utilities - Fuel (one meter) - Single Month - End-Use Peak - Month - Dom. Hot Water | PS-F
2310188 | 1 | Energy Utilities - Fuel (one meter) - Single Month - End-Use Peak - Month - Exterior Usage | PS-F
2310189 | 1 | Energy Utilities - Fuel (one meter) - Single Month - End-Use Peak - Day - Lights | PS-F
2310190 | 1 | Energy Utilities - Fuel (one meter) - Single Month - End-Use Peak - Day - Task Lights | PS-F
2310191 | 1 | Energy Utilities - Fuel (one meter) - Single Month - End-Use Peak - Day - Misc. Equip | PS-F
2310192 | 1 | Energy Utilities - Fuel (one meter) - Single Month - End-Use Peak - Day - Space Heating | PS-F
2310193 | 1 | Energy Utilities - Fuel (one meter) - Single Month - End-Use Peak - Day - Space Cooling | PS-F
2310194 | 1 | Energy Utilities - Fuel (one meter) - Single Month - End-Use Peak - Day - Heat Rejection | PS-F
2310195 | 1 | Energy Utilities - Fuel (one meter) - Single Month - End-Use Peak - Day - Pumps & Aux. | PS-F
2310196 | 1 | Energy Utilities - Fuel (one meter) - Single Month - End-Use Peak - Day - Ventilation Fans | PS-F
2310197 | 1 | Energy Utilities - Fuel (one meter) - Single Month - End-Use Peak - Day - Refrigeration | PS-F
2310198 | 1 | Energy Utilities - Fuel (one meter) - Single Month - End-Use Peak - Day - Heat Pump Supp. | PS-F
2310199 | 1 | Energy Utilities - Fuel (one meter) - Single Month - End-Use Peak - Day - Dom. Hot Water | PS-F
2310200 | 1 | Energy Utilities - Fuel (one meter) - Single Month - End-Use Peak - Day - Exterior Usage | PS-F
2310226 | 12 | Energy Utilities - Fuel (one meter) - Single Month - End-Use @ Bldg Peak - End-Use List | PS-F
2310227 | 1 | Energy Utilities - Fuel (one meter) - Single Month - End-Use @ Bldg Peak - Lights | PS-F
2310228 | 1 | Energy Utilities - Fuel (one meter) - Single Month - End-Use @ Bldg Peak - Task Lights | PS-F
2310229 | 1 | Energy Utilities - Fuel (one meter) - Single Month - End-Use @ Bldg Peak - Misc. Equip | PS-F
2310230 | 1 | Energy Utilities - Fuel (one meter) - Single Month - End-Use @ Bldg Peak - Space Heating | PS-F
2310231 | 1 | Energy Utilities - Fuel (one meter) - Single Month - End-Use @ Bldg Peak - Space Cooling | PS-F
2310232 | 1 | Energy Utilities - Fuel (one meter) - Single Month - End-Use @ Bldg Peak - Heat Rejection | PS-F
2310233 | 1 | Energy Utilities - Fuel (one meter) - Single Month - End-Use @ Bldg Peak - Pumps & Aux. | PS-F
2310234 | 1 | Energy Utilities - Fuel (one meter) - Single Month - End-Use @ Bldg Peak - Ventilation Fans | PS-F
2310235 | 1 | Energy Utilities - Fuel (one meter) - Single Month - End-Use @ Bldg Peak - Refrigeration | PS-F
2310236 | 1 | Energy Utilities - Fuel (one meter) - Single Month - End-Use @ Bldg Peak - Heat Pump Supp. | PS-F
2310237 | 1 | Energy Utilities - Fuel (one meter) - Single Month - End-Use @ Bldg Peak - Dom. Hot Water | PS-F
2310238 | 1 | Energy Utilities - Fuel (one meter) - Single Month - End-Use @ Bldg Peak - Exterior Usage | PS-F
2311001 | 1 | Energy Utilities - Steam (one meter) - Energy Units | PS-F
2311002 | 1 | Energy Utilities - Steam (one meter) - Demand Units | PS-F
2311003 | 1 | Energy Utilities - Steam (one meter) - Annual - Energy | PS-F
2311004 | 1 | Energy Utilities - Steam (one meter) - Annual - Peak Demand | PS-F
2311005 | 1 | Energy Utilities - Steam (one meter) - Annual - Peak Month | PS-F
2311006 | 1 | Energy Utilities - Steam (one meter) - Annual - Peak Day | PS-F
2311007 | 13 | Energy Utilities - Steam (one meter) - Annual - Energy By End-Use - End-Use List | PS-F
2311008 | 1 | Energy Utilities - Steam (one meter) - Annual - Energy By End-Use - Lights | PS-F
2311009 | 1 | Energy Utilities - Steam (one meter) - Annual - Energy By End-Use - Task Lights | PS-F
2311010 | 1 | Energy Utilities - Steam (one meter) - Annual - Energy By End-Use - Misc. Equip | PS-F
2311011 | 1 | Energy Utilities - Steam (one meter) - Annual - Energy By End-Use - Space Heating | PS-F
2311012 | 1 | Energy Utilities - Steam (one meter) - Annual - Energy By End-Use - Space Cooling | PS-F
2311013 | 1 | Energy Utilities - Steam (one meter) - Annual - Energy By End-Use - Heat Rejection | PS-F
2311014 | 1 | Energy Utilities - Steam (one meter) - Annual - Energy By End-Use - Pumps & Aux. | PS-F
2311015 | 1 | Energy Utilities - Steam (one meter) - Annual - Energy By End-Use - Ventilation Fans | PS-F
2311016 | 1 | Energy Utilities - Steam (one meter) - Annual - Energy By End-Use - Refrigeration | PS-F
2311017 | 1 | Energy Utilities - Steam (one meter) - Annual - Energy By End-Use - Heat Pump Supp. | PS-F
2311018 | 1 | Energy Utilities - Steam (one meter) - Annual - Energy By End-Use - Dom. Hot Water | PS-F
2311019 | 1 | Energy Utilities - Steam (one meter) - Annual - Energy By End-Use - Exterior Usage | PS-F
2311020 | 13 | Energy Utilities - Steam (one meter) - Annual - End-Use Peak - End-Use List | PS-F
2311021 | 1 | Energy Utilities - Steam (one meter) - Annual - End-Use Peak - Lights | PS-F
2311022 | 1 | Energy Utilities - Steam (one meter) - Annual - End-Use Peak - Task Lights | PS-F
2311023 | 1 | Energy Utilities - Steam (one meter) - Annual - End-Use Peak - Misc. Equip | PS-F
2311024 | 1 | Energy Utilities - Steam (one meter) - Annual - End-Use Peak - Space Heating | PS-F
2311025 | 1 | Energy Utilities - Steam (one meter) - Annual - End-Use Peak - Space Cooling | PS-F
2311026 | 1 | Energy Utilities - Steam (one meter) - Annual - End-Use Peak - Heat Rejection | PS-F
2311027 | 1 | Energy Utilities - Steam (one meter) - Annual - End-Use Peak - Pumps & Aux. | PS-F
2311028 | 1 | Energy Utilities - Steam (one meter) - Annual - End-Use Peak - Ventilation Fans | PS-F
2311029 | 1 | Energy Utilities - Steam (one meter) - Annual - End-Use Peak - Refrigeration | PS-F
2311030 | 1 | Energy Utilities - Steam (one meter) - Annual - End-Use Peak - Heat Pump Supp. | PS-F
2311031 | 1 | Energy Utilities - Steam (one meter) - Annual - End-Use Peak - Dom. Hot Water | PS-F
2311032 | 1 | Energy Utilities - Steam (one meter) - Annual - End-Use Peak - Exterior Usage | PS-F
2311033 | 12 | Energy Utilities - Steam (one meter) - Annual - Percent End-Use @ Bldg Peak - End-Use List | PS-F
2311034 | 1 | Energy Utilities - Steam (one meter) - Annual - Percent End-Use @ Bldg Peak - Lights | PS-F
2311035 | 1 | Energy Utilities - Steam (one meter) - Annual - Percent End-Use @ Bldg Peak - Task Lights | PS-F
2311036 | 1 | Energy Utilities - Steam (one meter) - Annual - Percent End-Use @ Bldg Peak - Misc. Equip | PS-F
2311037 | 1 | Energy Utilities - Steam (one meter) - Annual - Percent End-Use @ Bldg Peak - Space Heating | PS-F
2311038 | 1 | Energy Utilities - Steam (one meter) - Annual - Percent End-Use @ Bldg Peak - Space Cooling | PS-F
2311039 | 1 | Energy Utilities - Steam (one meter) - Annual - Percent End-Use @ Bldg Peak - Heat Rejection | PS-F
2311040 | 1 | Energy Utilities - Steam (one meter) - Annual - Percent End-Use @ Bldg Peak - Pumps & Aux. | PS-F
2311041 | 1 | Energy Utilities - Steam (one meter) - Annual - Percent End-Use @ Bldg Peak - Ventilation Fans | PS-F
2311042 | 1 | Energy Utilities - Steam (one meter) - Annual - Percent End-Use @ Bldg Peak - Refrigeration | PS-F
2311043 | 1 | Energy Utilities - Steam (one meter) - Annual - Percent End-Use @ Bldg Peak - Heat Pump Supp. | PS-F
2311044 | 1 | Energy Utilities - Steam (one meter) - Annual - Percent End-Use @ Bldg Peak - Dom. Hot Water | PS-F
2311045 | 1 | Energy Utilities - Steam (one meter) - Annual - Percent End-Use @ Bldg Peak - Exterior Usage | PS-F
2311046 | 1 | Energy Utilities - Steam (one meter) - Annual - End-Use Peak - Month - Lights | PS-F
2311047 | 1 | Energy Utilities - Steam (one meter) - Annual - End-Use Peak - Month - Task Lights | PS-F
2311048 | 1 | Energy Utilities - Steam (one meter) - Annual - End-Use Peak - Month - Misc. Equip | PS-F
2311049 | 1 | Energy Utilities - Steam (one meter) - Annual - End-Use Peak - Month - Space Heating | PS-F
2311050 | 1 | Energy Utilities - Steam (one meter) - Annual - End-Use Peak - Month - Space Cooling | PS-F
2311051 | 1 | Energy Utilities - Steam (one meter) - Annual - End-Use Peak - Month - Heat Rejection | PS-F
2311052 | 1 | Energy Utilities - Steam (one meter) - Annual - End-Use Peak - Month - Pumps & Aux. | PS-F
2311053 | 1 | Energy Utilities - Steam (one meter) - Annual - End-Use Peak - Month - Ventilation Fans | PS-F
2311054 | 1 | Energy Utilities - Steam (one meter) - Annual - End-Use Peak - Month - Refrigeration | PS-F
2311055 | 1 | Energy Utilities - Steam (one meter) - Annual - End-Use Peak - Month - Heat Pump Supp. | PS-F
2311056 | 1 | Energy Utilities - Steam (one meter) - Annual - End-Use Peak - Month - Dom. Hot Water | PS-F
2311057 | 1 | Energy Utilities - Steam (one meter) - Annual - End-Use Peak - Month - Exterior Usage | PS-F
2311058 | 1 | Energy Utilities - Steam (one meter) - Annual - End-Use Peak - Day - Lights | PS-F
2311059 | 1 | Energy Utilities - Steam (one meter) - Annual - End-Use Peak - Day - Task Lights | PS-F
2311060 | 1 | Energy Utilities - Steam (one meter) - Annual - End-Use Peak - Day - Misc. Equip | PS-F
2311061 | 1 | Energy Utilities - Steam (one meter) - Annual - End-Use Peak - Day - Space Heating | PS-F
2311062 | 1 | Energy Utilities - Steam (one meter) - Annual - End-Use Peak - Day - Space Cooling | PS-F
2311063 | 1 | Energy Utilities - Steam (one meter) - Annual - End-Use Peak - Day - Heat Rejection | PS-F
2311064 | 1 | Energy Utilities - Steam (one meter) - Annual - End-Use Peak - Day - Pumps & Aux. | PS-F
2311065 | 1 | Energy Utilities - Steam (one meter) - Annual - End-Use Peak - Day - Ventilation Fans | PS-F
2311066 | 1 | Energy Utilities - Steam (one meter) - Annual - End-Use Peak - Day - Refrigeration | PS-F
2311067 | 1 | Energy Utilities - Steam (one meter) - Annual - End-Use Peak - Day - Heat Pump Supp. | PS-F
2311068 | 1 | Energy Utilities - Steam (one meter) - Annual - End-Use Peak - Day - Dom. Hot Water | PS-F
2311069 | 1 | Energy Utilities - Steam (one meter) - Annual - End-Use Peak - Day - Exterior Usage | PS-F
2311203 | 12 | Energy Utilities - Steam (one meter) - Annual - End-Use @ Bldg Peak - End-Use List | PS-F
2311204 | 1 | Energy Utilities - Steam (one meter) - Annual - End-Use @ Bldg Peak - Lights | PS-F
2311205 | 1 | Energy Utilities - Steam (one meter) - Annual - End-Use @ Bldg Peak - Task Lights | PS-F
2311206 | 1 | Energy Utilities - Steam (one meter) - Annual - End-Use @ Bldg Peak - Misc. Equip | PS-F
2311207 | 1 | Energy Utilities - Steam (one meter) - Annual - End-Use @ Bldg Peak - Space Heating | PS-F
2311208 | 1 | Energy Utilities - Steam (one meter) - Annual - End-Use @ Bldg Peak - Space Cooling | PS-F
2311209 | 1 | Energy Utilities - Steam (one meter) - Annual - End-Use @ Bldg Peak - Heat Rejection | PS-F
2311210 | 1 | Energy Utilities - Steam (one meter) - Annual - End-Use @ Bldg Peak - Pumps & Aux. | PS-F
2311211 | 1 | Energy Utilities - Steam (one meter) - Annual - End-Use @ Bldg Peak - Ventilation Fans | PS-F
2311212 | 1 | Energy Utilities - Steam (one meter) - Annual - End-Use @ Bldg Peak - Refrigeration | PS-F
2311213 | 1 | Energy Utilities - Steam (one meter) - Annual - End-Use @ Bldg Peak - Heat Pump Supp. | PS-F
2311214 | 1 | Energy Utilities - Steam (one meter) - Annual - End-Use @ Bldg Peak - Dom. Hot Water | PS-F
2311215 | 1 | Energy Utilities - Steam (one meter) - Annual - End-Use @ Bldg Peak - Exterior Usage | PS-F
2311070 | 12 | Energy Utilities - Steam (one meter) - All Months - Energy | PS-F
2311071 | 12 | Energy Utilities - Steam (one meter) - All Months - Peak Demand | PS-F
2311072 | 12 | Energy Utilities - Steam (one meter) - All Months - Peak Month | PS-F
2311073 | 12 | Energy Utilities - Steam (one meter) - All Months - Peak Day | PS-F
2311075 | 12 | Energy Utilities - Steam (one meter) - All Months - Energy By End-Use - Lights | PS-F
2311076 | 12 | Energy Utilities - Steam (one meter) - All Months - Energy By End-Use - Task Lights | PS-F
2311077 | 12 | Energy Utilities - Steam (one meter) - All Months - Energy By End-Use - Misc. Equip | PS-F
2311078 | 12 | Energy Utilities - Steam (one meter) - All Months - Energy By End-Use - Space Heating | PS-F
2311079 | 12 | Energy Utilities - Steam (one meter) - All Months - Energy By End-Use - Space Cooling | PS-F
2311080 | 12 | Energy Utilities - Steam (one meter) - All Months - Energy By End-Use - Heat Rejection | PS-F
2311081 | 12 | Energy Utilities - Steam (one meter) - All Months - Energy By End-Use - Pumps & Aux. | PS-F
2311082 | 12 | Energy Utilities - Steam (one meter) - All Months - Energy By End-Use - Ventilation Fans | PS-F
2311083 | 12 | Energy Utilities - Steam (one meter) - All Months - Energy By End-Use - Refrigeration | PS-F
2311084 | 12 | Energy Utilities - Steam (one meter) - All Months - Energy By End-Use - Heat Pump Supp. | PS-F
2311085 | 12 | Energy Utilities - Steam (one meter) - All Months - Energy By End-Use - Dom. Hot Water | PS-F
2311086 | 12 | Energy Utilities - Steam (one meter) - All Months - Energy By End-Use - Exterior Usage | PS-F
2311087 | 12 | Energy Utilities - Steam (one meter) - All Months - End-Use Peak - Lights | PS-F
2311088 | 12 | Energy Utilities - Steam (one meter) - All Months - End-Use Peak - Task Lights | PS-F
2311089 | 12 | Energy Utilities - Steam (one meter) - All Months - End-Use Peak - Misc. Equip | PS-F
2311090 | 12 | Energy Utilities - Steam (one meter) - All Months - End-Use Peak - Space Heating | PS-F
2311091 | 12 | Energy Utilities - Steam (one meter) - All Months - End-Use Peak - Space Cooling | PS-F
2311092 | 12 | Energy Utilities - Steam (one meter) - All Months - End-Use Peak - Heat Rejection | PS-F
2311093 | 12 | Energy Utilities - Steam (one meter) - All Months - End-Use Peak - Pumps & Aux. | PS-F
2311094 | 12 | Energy Utilities - Steam (one meter) - All Months - End-Use Peak - Ventilation Fans | PS-F
2311095 | 12 | Energy Utilities - Steam (one meter) - All Months - End-Use Peak - Refrigeration | PS-F
2311096 | 12 | Energy Utilities - Steam (one meter) - All Months - End-Use Peak - Heat Pump Supp. | PS-F
2311097 | 12 | Energy Utilities - Steam (one meter) - All Months - End-Use Peak - Dom. Hot Water | PS-F
2311098 | 12 | Energy Utilities - Steam (one meter) - All Months - End-Use Peak - Exterior Usage | PS-F
2311100 | 12 | Energy Utilities - Steam (one meter) - All Months - Percent End-Use @ Bldg Peak - Lights | PS-F
2311101 | 12 | Energy Utilities - Steam (one meter) - All Months - Percent End-Use @ Bldg Peak - Task Lights | PS-F
2311102 | 12 | Energy Utilities - Steam (one meter) - All Months - Percent End-Use @ Bldg Peak - Misc. Equip | PS-F
2311103 | 12 | Energy Utilities - Steam (one meter) - All Months - Percent End-Use @ Bldg Peak - Space Heating | PS-F
2311104 | 12 | Energy Utilities - Steam (one meter) - All Months - Percent End-Use @ Bldg Peak - Space Cooling | PS-F
2311105 | 12 | Energy Utilities - Steam (one meter) - All Months - Percent End-Use @ Bldg Peak - Heat Rejection | PS-F
2311106 | 12 | Energy Utilities - Steam (one meter) - All Months - Percent End-Use @ Bldg Peak - Pumps & Aux. | PS-F
2311107 | 12 | Energy Utilities - Steam (one meter) - All Months - Percent End-Use @ Bldg Peak - Ventilation Fans | PS-F
2311108 | 12 | Energy Utilities - Steam (one meter) - All Months - Percent End-Use @ Bldg Peak - Refrigeration | PS-F
2311109 | 12 | Energy Utilities - Steam (one meter) - All Months - Percent End-Use @ Bldg Peak - Heat Pump Supp. | PS-F
2311110 | 12 | Energy Utilities - Steam (one meter) - All Months - Percent End-Use @ Bldg Peak - Dom. Hot Water | PS-F
2311111 | 12 | Energy Utilities - Steam (one meter) - All Months - Percent End-Use @ Bldg Peak - Exterior Usage | PS-F
2311112 | 12 | Energy Utilities - Steam (one meter) - All Months - End-Use Peak - Month - Lights | PS-F
2311113 | 12 | Energy Utilities - Steam (one meter) - All Months - End-Use Peak - Month - Task Lights | PS-F
2311114 | 12 | Energy Utilities - Steam (one meter) - All Months - End-Use Peak - Month - Misc. Equip | PS-F
2311115 | 12 | Energy Utilities - Steam (one meter) - All Months - End-Use Peak - Month - Space Heating | PS-F
2311116 | 12 | Energy Utilities - Steam (one meter) - All Months - End-Use Peak - Month - Space Cooling | PS-F
2311117 | 12 | Energy Utilities - Steam (one meter) - All Months - End-Use Peak - Month - Heat Rejection | PS-F
2311118 | 12 | Energy Utilities - Steam (one meter) - All Months - End-Use Peak - Month - Pumps & Aux. | PS-F
2311119 | 12 | Energy Utilities - Steam (one meter) - All Months - End-Use Peak - Month - Ventilation Fans | PS-F
2311120 | 12 | Energy Utilities - Steam (one meter) - All Months - End-Use Peak - Month - Refrigeration | PS-F
2311121 | 12 | Energy Utilities - Steam (one meter) - All Months - End-Use Peak - Month - Heat Pump Supp. | PS-F
2311122 | 12 | Energy Utilities - Steam (one meter) - All Months - End-Use Peak - Month - Dom. Hot Water | PS-F
2311123 | 12 | Energy Utilities - Steam (one meter) - All Months - End-Use Peak - Month - Exterior Usage | PS-F
2311124 | 12 | Energy Utilities - Steam (one meter) - All Months - End-Use Peak - Day - Lights | PS-F
2311125 | 12 | Energy Utilities - Steam (one meter) - All Months - End-Use Peak - Day - Task Lights | PS-F
2311126 | 12 | Energy Utilities - Steam (one meter) - All Months - End-Use Peak - Day - Misc. Equip | PS-F
2311127 | 12 | Energy Utilities - Steam (one meter) - All Months - End-Use Peak - Day - Space Heating | PS-F
2311128 | 12 | Energy Utilities - Steam (one meter) - All Months - End-Use Peak - Day - Space Cooling | PS-F
2311129 | 12 | Energy Utilities - Steam (one meter) - All Months - End-Use Peak - Day - Heat Rejection | PS-F
2311130 | 12 | Energy Utilities - Steam (one meter) - All Months - End-Use Peak - Day - Pumps & Aux. | PS-F
2311131 | 12 | Energy Utilities - Steam (one meter) - All Months - End-Use Peak - Day - Ventilation Fans | PS-F
2311132 | 12 | Energy Utilities - Steam (one meter) - All Months - End-Use Peak - Day - Refrigeration | PS-F
2311133 | 12 | Energy Utilities - Steam (one meter) - All Months - End-Use Peak - Day - Heat Pump Supp. | PS-F
2311134 | 12 | Energy Utilities - Steam (one meter) - All Months - End-Use Peak - Day - Dom. Hot Water | PS-F
2311135 | 12 | Energy Utilities - Steam (one meter) - All Months - End-Use Peak - Day - Exterior Usage | PS-F
2311216 | 12 | Energy Utilities - Steam (one meter) - All Months - End-Use @ Bldg Peak - Lights | PS-F
2311217 | 12 | Energy Utilities - Steam (one meter) - All Months - End-Use @ Bldg Peak - Task Lights | PS-F
2311218 | 12 | Energy Utilities - Steam (one meter) - All Months - End-Use @ Bldg Peak - Misc. Equip | PS-F
2311219 | 12 | Energy Utilities - Steam (one meter) - All Months - End-Use @ Bldg Peak - Space Heating | PS-F
2311220 | 12 | Energy Utilities - Steam (one meter) - All Months - End-Use @ Bldg Peak - Space Cooling | PS-F
2311221 | 12 | Energy Utilities - Steam (one meter) - All Months - End-Use @ Bldg Peak - Heat Rejection | PS-F
2311222 | 12 | Energy Utilities - Steam (one meter) - All Months - End-Use @ Bldg Peak - Pumps & Aux. | PS-F
2311223 | 12 | Energy Utilities - Steam (one meter) - All Months - End-Use @ Bldg Peak - Ventilation Fans | PS-F
2311224 | 12 | Energy Utilities - Steam (one meter) - All Months - End-Use @ Bldg Peak - Refrigeration | PS-F
2311225 | 12 | Energy Utilities - Steam (one meter) - All Months - End-Use @ Bldg Peak - Heat Pump Supp. | PS-F
2311226 | 12 | Energy Utilities - Steam (one meter) - All Months - End-Use @ Bldg Peak - Dom. Hot Water | PS-F
2311227 | 12 | Energy Utilities - Steam (one meter) - All Months - End-Use @ Bldg Peak - Exterior Usage | PS-F
2311136 | 1 | Energy Utilities - Steam (one meter) - Single Month - Energy | PS-F
2311137 | 1 | Energy Utilities - Steam (one meter) - Single Month - Peak Demand | PS-F
2311138 | 1 | Energy Utilities - Steam (one meter) - Single Month - Peak Month | PS-F
2311139 | 1 | Energy Utilities - Steam (one meter) - Single Month - Peak Day | PS-F
2311140 | 13 | Energy Utilities - Steam (one meter) - Single Month - Energy By End-Use - End-Use List | PS-F
2311141 | 1 | Energy Utilities - Steam (one meter) - Single Month - Energy By End-Use - Lights | PS-F
2311142 | 1 | Energy Utilities - Steam (one meter) - Single Month - Energy By End-Use - Task Lights | PS-F
2311143 | 1 | Energy Utilities - Steam (one meter) - Single Month - Energy By End-Use - Misc. Equip | PS-F
2311144 | 1 | Energy Utilities - Steam (one meter) - Single Month - Energy By End-Use - Space Heating | PS-F
2311145 | 1 | Energy Utilities - Steam (one meter) - Single Month - Energy By End-Use - Space Cooling | PS-F
2311146 | 1 | Energy Utilities - Steam (one meter) - Single Month - Energy By End-Use - Heat Rejection | PS-F
2311147 | 1 | Energy Utilities - Steam (one meter) - Single Month - Energy By End-Use - Pumps & Aux. | PS-F
2311148 | 1 | Energy Utilities - Steam (one meter) - Single Month - Energy By End-Use - Ventilation Fans | PS-F
2311149 | 1 | Energy Utilities - Steam (one meter) - Single Month - Energy By End-Use - Refrigeration | PS-F
2311150 | 1 | Energy Utilities - Steam (one meter) - Single Month - Energy By End-Use - Heat Pump Supp. | PS-F
2311151 | 1 | Energy Utilities - Steam (one meter) - Single Month - Energy By End-Use - Dom. Hot Water | PS-F
2311152 | 1 | Energy Utilities - Steam (one meter) - Single Month - Energy By End-Use - Exterior Usage | PS-F
2311153 | 13 | Energy Utilities - Steam (one meter) - Single Month - End-Use Peak - End-Use List | PS-F
2311154 | 1 | Energy Utilities - Steam (one meter) - Single Month - End-Use Peak - Lights | PS-F
2311155 | 1 | Energy Utilities - Steam (one meter) - Single Month - End-Use Peak - Task Lights | PS-F
2311156 | 1 | Energy Utilities - Steam (one meter) - Single Month - End-Use Peak - Misc. Equip | PS-F
2311157 | 1 | Energy Utilities - Steam (one meter) - Single Month - End-Use Peak - Space Heating | PS-F
2311158 | 1 | Energy Utilities - Steam (one meter) - Single Month - End-Use Peak - Space Cooling | PS-F
2311159 | 1 | Energy Utilities - Steam (one meter) - Single Month - End-Use Peak - Heat Rejection | PS-F
2311160 | 1 | Energy Utilities - Steam (one meter) - Single Month - End-Use Peak - Pumps & Aux. | PS-F
2311161 | 1 | Energy Utilities - Steam (one meter) - Single Month - End-Use Peak - Ventilation Fans | PS-F
2311162 | 1 | Energy Utilities - Steam (one meter) - Single Month - End-Use Peak - Refrigeration | PS-F
2311163 | 1 | Energy Utilities - Steam (one meter) - Single Month - End-Use Peak - Heat Pump Supp. | PS-F
2311164 | 1 | Energy Utilities - Steam (one meter) - Single Month - End-Use Peak - Dom. Hot Water | PS-F
2311165 | 1 | Energy Utilities - Steam (one meter) - Single Month - End-Use Peak - Exterior Usage | PS-F
2311166 | 12 | Energy Utilities - Steam (one meter) - Single Month - Percent End-Use @ Bldg Peak - End-Use List | PS-F
2311167 | 1 | Energy Utilities - Steam (one meter) - Single Month - Percent End-Use @ Bldg Peak - Lights | PS-F
2311168 | 1 | Energy Utilities - Steam (one meter) - Single Month - Percent End-Use @ Bldg Peak - Task Lights | PS-F
2311169 | 1 | Energy Utilities - Steam (one meter) - Single Month - Percent End-Use @ Bldg Peak - Misc. Equip | PS-F
2311170 | 1 | Energy Utilities - Steam (one meter) - Single Month - Percent End-Use @ Bldg Peak - Space Heating | PS-F
2311171 | 1 | Energy Utilities - Steam (one meter) - Single Month - Percent End-Use @ Bldg Peak - Space Cooling | PS-F
2311172 | 1 | Energy Utilities - Steam (one meter) - Single Month - Percent End-Use @ Bldg Peak - Heat Rejection | PS-F
2311173 | 1 | Energy Utilities - Steam (one meter) - Single Month - Percent End-Use @ Bldg Peak - Pumps & Aux. | PS-F
2311174 | 1 | Energy Utilities - Steam (one meter) - Single Month - Percent End-Use @ Bldg Peak - Ventilation Fans | PS-F
2311175 | 1 | Energy Utilities - Steam (one meter) - Single Month - Percent End-Use @ Bldg Peak - Refrigeration | PS-F
2311176 | 1 | Energy Utilities - Steam (one meter) - Single Month - Percent End-Use @ Bldg Peak - Heat Pump Supp. | PS-F
2311177 | 1 | Energy Utilities - Steam (one meter) - Single Month - Percent End-Use @ Bldg Peak - Dom. Hot Water | PS-F
2311178 | 1 | Energy Utilities - Steam (one meter) - Single Month - Percent End-Use @ Bldg Peak - Exterior Usage | PS-F
2311179 | 1 | Energy Utilities - Steam (one meter) - Single Month - End-Use Peak - Month - Lights | PS-F
2311180 | 1 | Energy Utilities - Steam (one meter) - Single Month - End-Use Peak - Month - Task Lights | PS-F
2311181 | 1 | Energy Utilities - Steam (one meter) - Single Month - End-Use Peak - Month - Misc. Equip | PS-F
2311182 | 1 | Energy Utilities - Steam (one meter) - Single Month - End-Use Peak - Month - Space Heating | PS-F
2311183 | 1 | Energy Utilities - Steam (one meter) - Single Month - End-Use Peak - Month - Space Cooling | PS-F
2311184 | 1 | Energy Utilities - Steam (one meter) - Single Month - End-Use Peak - Month - Heat Rejection | PS-F
2311185 | 1 | Energy Utilities - Steam (one meter) - Single Month - End-Use Peak - Month - Pumps & Aux. | PS-F
2311186 | 1 | Energy Utilities - Steam (one meter) - Single Month - End-Use Peak - Month - Ventilation Fans | PS-F
2311187 | 1 | Energy Utilities - Steam (one meter) - Single Month - End-Use Peak - Month - Refrigeration | PS-F
2311188 | 1 | Energy Utilities - Steam (one meter) - Single Month - End-Use Peak - Month - Heat Pump Supp. | PS-F
2311189 | 1 | Energy Utilities - Steam (one meter) - Single Month - End-Use Peak - Month - Dom. Hot Water | PS-F
2311190 | 1 | Energy Utilities - Steam (one meter) - Single Month - End-Use Peak - Month - Exterior Usage | PS-F
2311191 | 1 | Energy Utilities - Steam (one meter) - Single Month - End-Use Peak - Day - Lights | PS-F
2311192 | 1 | Energy Utilities - Steam (one meter) - Single Month - End-Use Peak - Day - Task Lights | PS-F
2311193 | 1 | Energy Utilities - Steam (one meter) - Single Month - End-Use Peak - Day - Misc. Equip | PS-F
2311194 | 1 | Energy Utilities - Steam (one meter) - Single Month - End-Use Peak - Day - Space Heating | PS-F
2311195 | 1 | Energy Utilities - Steam (one meter) - Single Month - End-Use Peak - Day - Space Cooling | PS-F
2311196 | 1 | Energy Utilities - Steam (one meter) - Single Month - End-Use Peak - Day - Heat Rejection | PS-F
2311197 | 1 | Energy Utilities - Steam (one meter) - Single Month - End-Use Peak - Day - Pumps & Aux. | PS-F
2311198 | 1 | Energy Utilities - Steam (one meter) - Single Month - End-Use Peak - Day - Ventilation Fans | PS-F
2311199 | 1 | Energy Utilities - Steam (one meter) - Single Month - End-Use Peak - Day - Refrigeration | PS-F
2311200 | 1 | Energy Utilities - Steam (one meter) - Single Month - End-Use Peak - Day - Heat Pump Supp. | PS-F
2311201 | 1 | Energy Utilities - Steam (one meter) - Single Month - End-Use Peak - Day - Dom. Hot Water | PS-F
2311202 | 1 | Energy Utilities - Steam (one meter) - Single Month - End-Use Peak - Day - Exterior Usage | PS-F
2311228 | 12 | Energy Utilities - Steam (one meter) - Single Month - End-Use @ Bldg Peak - End-Use List | PS-F
2311229 | 1 | Energy Utilities - Steam (one meter) - Single Month - End-Use @ Bldg Peak - Lights | PS-F
2311230 | 1 | Energy Utilities - Steam (one meter) - Single Month - End-Use @ Bldg Peak - Task Lights | PS-F
2311231 | 1 | Energy Utilities - Steam (one meter) - Single Month - End-Use @ Bldg Peak - Misc. Equip | PS-F
2311232 | 1 | Energy Utilities - Steam (one meter) - Single Month - End-Use @ Bldg Peak - Space Heating | PS-F
2311233 | 1 | Energy Utilities - Steam (one meter) - Single Month - End-Use @ Bldg Peak - Space Cooling | PS-F
2311234 | 1 | Energy Utilities - Steam (one meter) - Single Month - End-Use @ Bldg Peak - Heat Rejection | PS-F
2311235 | 1 | Energy Utilities - Steam (one meter) - Single Month - End-Use @ Bldg Peak - Pumps & Aux. | PS-F
2311236 | 1 | Energy Utilities - Steam (one meter) - Single Month - End-Use @ Bldg Peak - Ventilation Fans | PS-F
2311237 | 1 | Energy Utilities - Steam (one meter) - Single Month - End-Use @ Bldg Peak - Refrigeration | PS-F
2311238 | 1 | Energy Utilities - Steam (one meter) - Single Month - End-Use @ Bldg Peak - Heat Pump Supp. | PS-F
2311239 | 1 | Energy Utilities - Steam (one meter) - Single Month - End-Use @ Bldg Peak - Dom. Hot Water | PS-F
2311240 | 1 | Energy Utilities - Steam (one meter) - Single Month - End-Use @ Bldg Peak - Exterior Usage | PS-F
2312001 | 1 | Energy Utilities - Chilled Water (one meter) - Energy Units | PS-F
2312002 | 1 | Energy Utilities - Chilled Water (one meter) - Demand Units | PS-F
2312003 | 1 | Energy Utilities - Chilled Water (one meter) - Annual - Energy | PS-F
2312004 | 1 | Energy Utilities - Chilled Water (one meter) - Annual - Peak Demand | PS-F
2312005 | 1 | Energy Utilities - Chilled Water (one meter) - Annual - Peak Month | PS-F
2312006 | 1 | Energy Utilities - Chilled Water (one meter) - Annual - Peak Day | PS-F
2312007 | 13 | Energy Utilities - Chilled Water (one meter) - Annual - Energy By End-Use - End-Use List | PS-F
2312008 | 1 | Energy Utilities - Chilled Water (one meter) - Annual - Energy By End-Use - Lights | PS-F
2312009 | 1 | Energy Utilities - Chilled Water (one meter) - Annual - Energy By End-Use - Task Lights | PS-F
2312010 | 1 | Energy Utilities - Chilled Water (one meter) - Annual - Energy By End-Use - Misc. Equip | PS-F
2312011 | 1 | Energy Utilities - Chilled Water (one meter) - Annual - Energy By End-Use - Space Heating | PS-F
2312012 | 1 | Energy Utilities - Chilled Water (one meter) - Annual - Energy By End-Use - Space Cooling | PS-F
2312013 | 1 | Energy Utilities - Chilled Water (one meter) - Annual - Energy By End-Use - Heat Rejection | PS-F
2312014 | 1 | Energy Utilities - Chilled Water (one meter) - Annual - Energy By End-Use - Pumps & Aux. | PS-F
2312015 | 1 | Energy Utilities - Chilled Water (one meter) - Annual - Energy By End-Use - Ventilation Fans | PS-F
2312016 | 1 | Energy Utilities - Chilled Water (one meter) - Annual - Energy By End-Use - Refrigeration | PS-F
2312017 | 1 | Energy Utilities - Chilled Water (one meter) - Annual - Energy By End-Use - Heat Pump Supp. | PS-F
2312018 | 1 | Energy Utilities - Chilled Water (one meter) - Annual - Energy By End-Use - Dom. Hot Water | PS-F
2312019 | 1 | Energy Utilities - Chilled Water (one meter) - Annual - Energy By End-Use - Exterior Usage | PS-F
2312020 | 13 | Energy Utilities - Chilled Water (one meter) - Annual - End-Use Peak - End-Use List | PS-F
2312021 | 1 | Energy Utilities - Chilled Water (one meter) - Annual - End-Use Peak - Lights | PS-F
2312022 | 1 | Energy Utilities - Chilled Water (one meter) - Annual - End-Use Peak - Task Lights | PS-F
2312023 | 1 | Energy Utilities - Chilled Water (one meter) - Annual - End-Use Peak - Misc. Equip | PS-F
2312024 | 1 | Energy Utilities - Chilled Water (one meter) - Annual - End-Use Peak - Space Heating | PS-F
2312025 | 1 | Energy Utilities - Chilled Water (one meter) - Annual - End-Use Peak - Space Cooling | PS-F
2312026 | 1 | Energy Utilities - Chilled Water (one meter) - Annual - End-Use Peak - Heat Rejection | PS-F
2312027 | 1 | Energy Utilities - Chilled Water (one meter) - Annual - End-Use Peak - Pumps & Aux. | PS-F
2312028 | 1 | Energy Utilities - Chilled Water (one meter) - Annual - End-Use Peak - Ventilation Fans | PS-F
2312029 | 1 | Energy Utilities - Chilled Water (one meter) - Annual - End-Use Peak - Refrigeration | PS-F
2312030 | 1 | Energy Utilities - Chilled Water (one meter) - Annual - End-Use Peak - Heat Pump Supp. | PS-F
2312031 | 1 | Energy Utilities - Chilled Water (one meter) - Annual - End-Use Peak - Dom. Hot Water | PS-F
2312032 | 1 | Energy Utilities - Chilled Water (one meter) - Annual - End-Use Peak - Exterior Usage | PS-F
2312033 | 12 | Energy Utilities - Chilled Water (one meter) - Annual - Percent End-Use @ Bldg Peak - End-Use List | PS-F
2312034 | 1 | Energy Utilities - Chilled Water (one meter) - Annual - Percent End-Use @ Bldg Peak - Lights | PS-F
2312035 | 1 | Energy Utilities - Chilled Water (one meter) - Annual - Percent End-Use @ Bldg Peak - Task Lights | PS-F
2312036 | 1 | Energy Utilities - Chilled Water (one meter) - Annual - Percent End-Use @ Bldg Peak - Misc. Equip | PS-F
2312037 | 1 | Energy Utilities - Chilled Water (one meter) - Annual - Percent End-Use @ Bldg Peak - Space Heating | PS-F
2312038 | 1 | Energy Utilities - Chilled Water (one meter) - Annual - Percent End-Use @ Bldg Peak - Space Cooling | PS-F
2312039 | 1 | Energy Utilities - Chilled Water (one meter) - Annual - Percent End-Use @ Bldg Peak - Heat Rejection | PS-F
2312040 | 1 | Energy Utilities - Chilled Water (one meter) - Annual - Percent End-Use @ Bldg Peak - Pumps & Aux. | PS-F
2312041 | 1 | Energy Utilities - Chilled Water (one meter) - Annual - Percent End-Use @ Bldg Peak - Ventilation Fans | PS-F
2312042 | 1 | Energy Utilities - Chilled Water (one meter) - Annual - Percent End-Use @ Bldg Peak - Refrigeration | PS-F
2312043 | 1 | Energy Utilities - Chilled Water (one meter) - Annual - Percent End-Use @ Bldg Peak - Heat Pump Supp. | PS-F
2312044 | 1 | Energy Utilities - Chilled Water (one meter) - Annual - Percent End-Use @ Bldg Peak - Dom. Hot Water | PS-F
2312045 | 1 | Energy Utilities - Chilled Water (one meter) - Annual - Percent End-Use @ Bldg Peak - Exterior Usage | PS-F
2312046 | 1 | Energy Utilities - Chilled Water (one meter) - Annual - End-Use Peak - Month - Lights | PS-F
2312047 | 1 | Energy Utilities - Chilled Water (one meter) - Annual - End-Use Peak - Month - Task Lights | PS-F
2312048 | 1 | Energy Utilities - Chilled Water (one meter) - Annual - End-Use Peak - Month - Misc. Equip | PS-F
2312049 | 1 | Energy Utilities - Chilled Water (one meter) - Annual - End-Use Peak - Month - Space Heating | PS-F
2312050 | 1 | Energy Utilities - Chilled Water (one meter) - Annual - End-Use Peak - Month - Space Cooling | PS-F
2312051 | 1 | Energy Utilities - Chilled Water (one meter) - Annual - End-Use Peak - Month - Heat Rejection | PS-F
2312052 | 1 | Energy Utilities - Chilled Water (one meter) - Annual - End-Use Peak - Month - Pumps & Aux. | PS-F
2312053 | 1 | Energy Utilities - Chilled Water (one meter) - Annual - End-Use Peak - Month - Ventilation Fans | PS-F
2312054 | 1 | Energy Utilities - Chilled Water (one meter) - Annual - End-Use Peak - Month - Refrigeration | PS-F
2312055 | 1 | Energy Utilities - Chilled Water (one meter) - Annual - End-Use Peak - Month - Heat Pump Supp. | PS-F
2312056 | 1 | Energy Utilities - Chilled Water (one meter) - Annual - End-Use Peak - Month - Dom. Hot Water | PS-F
2312057 | 1 | Energy Utilities - Chilled Water (one meter) - Annual - End-Use Peak - Month - Exterior Usage | PS-F
2312058 | 1 | Energy Utilities - Chilled Water (one meter) - Annual - End-Use Peak - Day - Lights | PS-F
2312059 | 1 | Energy Utilities - Chilled Water (one meter) - Annual - End-Use Peak - Day - Task Lights | PS-F
2312060 | 1 | Energy Utilities - Chilled Water (one meter) - Annual - End-Use Peak - Day - Misc. Equip | PS-F
2312061 | 1 | Energy Utilities - Chilled Water (one meter) - Annual - End-Use Peak - Day - Space Heating | PS-F
2312062 | 1 | Energy Utilities - Chilled Water (one meter) - Annual - End-Use Peak - Day - Space Cooling | PS-F
2312063 | 1 | Energy Utilities - Chilled Water (one meter) - Annual - End-Use Peak - Day - Heat Rejection | PS-F
2312064 | 1 | Energy Utilities - Chilled Water (one meter) - Annual - End-Use Peak - Day - Pumps & Aux. | PS-F
2312065 | 1 | Energy Utilities - Chilled Water (one meter) - Annual - End-Use Peak - Day - Ventilation Fans | PS-F
2312066 | 1 | Energy Utilities - Chilled Water (one meter) - Annual - End-Use Peak - Day - Refrigeration | PS-F
2312067 | 1 | Energy Utilities - Chilled Water (one meter) - Annual - End-Use Peak - Day - Heat Pump Supp. | PS-F
2312068 | 1 | Energy Utilities - Chilled Water (one meter) - Annual - End-Use Peak - Day - Dom. Hot Water | PS-F
2312069 | 1 | Energy Utilities - Chilled Water (one meter) - Annual - End-Use Peak - Day - Exterior Usage | PS-F
2312201 | 12 | Energy Utilities - Chilled Water (one meter) - Annual - End-Use @ Bldg Peak - End-Use List | PS-F
2312202 | 1 | Energy Utilities - Chilled Water (one meter) - Annual - End-Use @ Bldg Peak - Lights | PS-F
2312203 | 1 | Energy Utilities - Chilled Water (one meter) - Annual - End-Use @ Bldg Peak - Task Lights | PS-F
2312204 | 1 | Energy Utilities - Chilled Water (one meter) - Annual - End-Use @ Bldg Peak - Misc. Equip | PS-F
2312205 | 1 | Energy Utilities - Chilled Water (one meter) - Annual - End-Use @ Bldg Peak - Space Heating | PS-F
2312206 | 1 | Energy Utilities - Chilled Water (one meter) - Annual - End-Use @ Bldg Peak - Space Cooling | PS-F
2312207 | 1 | Energy Utilities - Chilled Water (one meter) - Annual - End-Use @ Bldg Peak - Heat Rejection | PS-F
2312208 | 1 | Energy Utilities - Chilled Water (one meter) - Annual - End-Use @ Bldg Peak - Pumps & Aux. | PS-F
2312209 | 1 | Energy Utilities - Chilled Water (one meter) - Annual - End-Use @ Bldg Peak - Ventilation Fans | PS-F
2312210 | 1 | Energy Utilities - Chilled Water (one meter) - Annual - End-Use @ Bldg Peak - Refrigeration | PS-F
2312211 | 1 | Energy Utilities - Chilled Water (one meter) - Annual - End-Use @ Bldg Peak - Heat Pump Supp. | PS-F
2312212 | 1 | Energy Utilities - Chilled Water (one meter) - Annual - End-Use @ Bldg Peak - Dom. Hot Water | PS-F
2312213 | 1 | Energy Utilities - Chilled Water (one meter) - Annual - End-Use @ Bldg Peak - Exterior Usage | PS-F
2312070 | 12 | Energy Utilities - Chilled Water (one meter) - All Months - Energy | PS-F
2312071 | 12 | Energy Utilities - Chilled Water (one meter) - All Months - Peak Demand | PS-F
2312072 | 12 | Energy Utilities - Chilled Water (one meter) - All Months - Peak Month | PS-F
2312073 | 12 | Energy Utilities - Chilled Water (one meter) - All Months - Peak Day | PS-F
2312074 | 12 | Energy Utilities - Chilled Water (one meter) - All Months - Energy By End-Use - Lights | PS-F
2312075 | 12 | Energy Utilities - Chilled Water (one meter) - All Months - Energy By End-Use - Task Lights | PS-F
2312076 | 12 | Energy Utilities - Chilled Water (one meter) - All Months - Energy By End-Use - Misc. Equip | PS-F
2312077 | 12 | Energy Utilities - Chilled Water (one meter) - All Months - Energy By End-Use - Space Heating | PS-F
2312078 | 12 | Energy Utilities - Chilled Water (one meter) - All Months - Energy By End-Use - Space Cooling | PS-F
2312079 | 12 | Energy Utilities - Chilled Water (one meter) - All Months - Energy By End-Use - Heat Rejection | PS-F
2312080 | 12 | Energy Utilities - Chilled Water (one meter) - All Months - Energy By End-Use - Pumps & Aux. | PS-F
2312081 | 12 | Energy Utilities - Chilled Water (one meter) - All Months - Energy By End-Use - Ventilation Fans | PS-F
2312082 | 12 | Energy Utilities - Chilled Water (one meter) - All Months - Energy By End-Use - Refrigeration | PS-F
2312083 | 12 | Energy Utilities - Chilled Water (one meter) - All Months - Energy By End-Use - Heat Pump Supp. | PS-F
2312084 | 12 | Energy Utilities - Chilled Water (one meter) - All Months - Energy By End-Use - Dom. Hot Water | PS-F
2312085 | 12 | Energy Utilities - Chilled Water (one meter) - All Months - Energy By End-Use - Exterior Usage | PS-F
2312086 | 12 | Energy Utilities - Chilled Water (one meter) - All Months - End-Use Peak - Lights | PS-F
2312087 | 12 | Energy Utilities - Chilled Water (one meter) - All Months - End-Use Peak - Task Lights | PS-F
2312088 | 12 | Energy Utilities - Chilled Water (one meter) - All Months - End-Use Peak - Misc. Equip | PS-F
2312089 | 12 | Energy Utilities - Chilled Water (one meter) - All Months - End-Use Peak - Space Heating | PS-F
2312090 | 12 | Energy Utilities - Chilled Water (one meter) - All Months - End-Use Peak - Space Cooling | PS-F
2312091 | 12 | Energy Utilities - Chilled Water (one meter) - All Months - End-Use Peak - Heat Rejection | PS-F
2312092 | 12 | Energy Utilities - Chilled Water (one meter) - All Months - End-Use Peak - Pumps & Aux. | PS-F
2312093 | 12 | Energy Utilities - Chilled Water (one meter) - All Months - End-Use Peak - Ventilation Fans | PS-F
2312094 | 12 | Energy Utilities - Chilled Water (one meter) - All Months - End-Use Peak - Refrigeration | PS-F
2312095 | 12 | Energy Utilities - Chilled Water (one meter) - All Months - End-Use Peak - Heat Pump Supp. | PS-F
2312096 | 12 | Energy Utilities - Chilled Water (one meter) - All Months - End-Use Peak - Dom. Hot Water | PS-F
2312097 | 12 | Energy Utilities - Chilled Water (one meter) - All Months - End-Use Peak - Exterior Usage | PS-F
2312098 | 12 | Energy Utilities - Chilled Water (one meter) - All Months - Percent End-Use @ Bldg Peak - Lights | PS-F
2312099 | 12 | Energy Utilities - Chilled Water (one meter) - All Months - Percent End-Use @ Bldg Peak - Task Lights | PS-F
2312100 | 12 | Energy Utilities - Chilled Water (one meter) - All Months - Percent End-Use @ Bldg Peak - Misc. Equip | PS-F
2312101 | 12 | Energy Utilities - Chilled Water (one meter) - All Months - Percent End-Use @ Bldg Peak - Space Heating | PS-F
2312102 | 12 | Energy Utilities - Chilled Water (one meter) - All Months - Percent End-Use @ Bldg Peak - Space Cooling | PS-F
2312103 | 12 | Energy Utilities - Chilled Water (one meter) - All Months - Percent End-Use @ Bldg Peak - Heat Rejection | PS-F
2312104 | 12 | Energy Utilities - Chilled Water (one meter) - All Months - Percent End-Use @ Bldg Peak - Pumps & Aux. | PS-F
2312105 | 12 | Energy Utilities - Chilled Water (one meter) - All Months - Percent End-Use @ Bldg Peak - Ventilation Fans | PS-F
2312106 | 12 | Energy Utilities - Chilled Water (one meter) - All Months - Percent End-Use @ Bldg Peak - Refrigeration | PS-F
2312107 | 12 | Energy Utilities - Chilled Water (one meter) - All Months - Percent End-Use @ Bldg Peak - Heat Pump Supp. | PS-F
2312108 | 12 | Energy Utilities - Chilled Water (one meter) - All Months - Percent End-Use @ Bldg Peak - Dom. Hot Water | PS-F
2312109 | 12 | Energy Utilities - Chilled Water (one meter) - All Months - Percent End-Use @ Bldg Peak - Exterior Usage | PS-F
2312110 | 12 | Energy Utilities - Chilled Water (one meter) - All Months - End-Use Peak - Month - Lights | PS-F
2312111 | 12 | Energy Utilities - Chilled Water (one meter) - All Months - End-Use Peak - Month - Task Lights | PS-F
2312112 | 12 | Energy Utilities - Chilled Water (one meter) - All Months - End-Use Peak - Month - Misc. Equip | PS-F
2312113 | 12 | Energy Utilities - Chilled Water (one meter) - All Months - End-Use Peak - Month - Space Heating | PS-F
2312114 | 12 | Energy Utilities - Chilled Water (one meter) - All Months - End-Use Peak - Month - Space Cooling | PS-F
2312115 | 12 | Energy Utilities - Chilled Water (one meter) - All Months - End-Use Peak - Month - Heat Rejection | PS-F
2312116 | 12 | Energy Utilities - Chilled Water (one meter) - All Months - End-Use Peak - Month - Pumps & Aux. | PS-F
2312117 | 12 | Energy Utilities - Chilled Water (one meter) - All Months - End-Use Peak - Month - Ventilation Fans | PS-F
2312118 | 12 | Energy Utilities - Chilled Water (one meter) - All Months - End-Use Peak - Month - Refrigeration | PS-F
2312119 | 12 | Energy Utilities - Chilled Water (one meter) - All Months - End-Use Peak - Month - Heat Pump Supp. | PS-F
2312120 | 12 | Energy Utilities - Chilled Water (one meter) - All Months - End-Use Peak - Month - Dom. Hot Water | PS-F
2312121 | 12 | Energy Utilities - Chilled Water (one meter) - All Months - End-Use Peak - Month - Exterior Usage | PS-F
2312122 | 12 | Energy Utilities - Chilled Water (one meter) - All Months - End-Use Peak - Day - Lights | PS-F
2312123 | 12 | Energy Utilities - Chilled Water (one meter) - All Months - End-Use Peak - Day - Task Lights | PS-F
2312124 | 12 | Energy Utilities - Chilled Water (one meter) - All Months - End-Use Peak - Day - Misc. Equip | PS-F
2312125 | 12 | Energy Utilities - Chilled Water (one meter) - All Months - End-Use Peak - Day - Space Heating | PS-F
2312126 | 12 | Energy Utilities - Chilled Water (one meter) - All Months - End-Use Peak - Day - Space Cooling | PS-F
2312127 | 12 | Energy Utilities - Chilled Water (one meter) - All Months - End-Use Peak - Day - Heat Rejection | PS-F
2312128 | 12 | Energy Utilities - Chilled Water (one meter) - All Months - End-Use Peak - Day - Pumps & Aux. | PS-F
2312129 | 12 | Energy Utilities - Chilled Water (one meter) - All Months - End-Use Peak - Day - Ventilation Fans | PS-F
2312130 | 12 | Energy Utilities - Chilled Water (one meter) - All Months - End-Use Peak - Day - Refrigeration | PS-F
2312131 | 12 | Energy Utilities - Chilled Water (one meter) - All Months - End-Use Peak - Day - Heat Pump Supp. | PS-F
2312132 | 12 | Energy Utilities - Chilled Water (one meter) - All Months - End-Use Peak - Day - Dom. Hot Water | PS-F
2312133 | 12 | Energy Utilities - Chilled Water (one meter) - All Months - End-Use Peak - Day - Exterior Usage | PS-F
2312214 | 12 | Energy Utilities - Chilled Water (one meter) - All Months - End-Use @ Bldg Peak - Lights | PS-F
2312215 | 12 | Energy Utilities - Chilled Water (one meter) - All Months - End-Use @ Bldg Peak - Task Lights | PS-F
2312216 | 12 | Energy Utilities - Chilled Water (one meter) - All Months - End-Use @ Bldg Peak - Misc. Equip | PS-F
2312217 | 12 | Energy Utilities - Chilled Water (one meter) - All Months - End-Use @ Bldg Peak - Space Heating | PS-F
2312218 | 12 | Energy Utilities - Chilled Water (one meter) - All Months - End-Use @ Bldg Peak - Space Cooling | PS-F
2312219 | 12 | Energy Utilities - Chilled Water (one meter) - All Months - End-Use @ Bldg Peak - Heat Rejection | PS-F
2312220 | 12 | Energy Utilities - Chilled Water (one meter) - All Months - End-Use @ Bldg Peak - Pumps & Aux. | PS-F
2312221 | 12 | Energy Utilities - Chilled Water (one meter) - All Months - End-Use @ Bldg Peak - Ventilation Fans | PS-F
2312222 | 12 | Energy Utilities - Chilled Water (one meter) - All Months - End-Use @ Bldg Peak - Refrigeration | PS-F
2312223 | 12 | Energy Utilities - Chilled Water (one meter) - All Months - End-Use @ Bldg Peak - Heat Pump Supp. | PS-F
2312224 | 12 | Energy Utilities - Chilled Water (one meter) - All Months - End-Use @ Bldg Peak - Dom. Hot Water | PS-F
2312225 | 12 | Energy Utilities - Chilled Water (one meter) - All Months - End-Use @ Bldg Peak - Exterior Usage | PS-F
2312134 | 1 | Energy Utilities - Chilled Water (one meter) - Single Month - Energy | PS-F
2312135 | 1 | Energy Utilities - Chilled Water (one meter) - Single Month - Peak Demand | PS-F
2312136 | 1 | Energy Utilities - Chilled Water (one meter) - Single Month - Peak Month | PS-F
2312137 | 1 | Energy Utilities - Chilled Water (one meter) - Single Month - Peak Day | PS-F
2312138 | 13 | Energy Utilities - Chilled Water (one meter) - Single Month - Energy By End-Use - End-Use List | PS-F
2312139 | 1 | Energy Utilities - Chilled Water (one meter) - Single Month - Energy By End-Use - Lights | PS-F
2312140 | 1 | Energy Utilities - Chilled Water (one meter) - Single Month - Energy By End-Use - Task Lights | PS-F
2312141 | 1 | Energy Utilities - Chilled Water (one meter) - Single Month - Energy By End-Use - Misc. Equip | PS-F
2312142 | 1 | Energy Utilities - Chilled Water (one meter) - Single Month - Energy By End-Use - Space Heating | PS-F
2312143 | 1 | Energy Utilities - Chilled Water (one meter) - Single Month - Energy By End-Use - Space Cooling | PS-F
2312144 | 1 | Energy Utilities - Chilled Water (one meter) - Single Month - Energy By End-Use - Heat Rejection | PS-F
2312145 | 1 | Energy Utilities - Chilled Water (one meter) - Single Month - Energy By End-Use - Pumps & Aux. | PS-F
2312146 | 1 | Energy Utilities - Chilled Water (one meter) - Single Month - Energy By End-Use - Ventilation Fans | PS-F
2312147 | 1 | Energy Utilities - Chilled Water (one meter) - Single Month - Energy By End-Use - Refrigeration | PS-F
2312148 | 1 | Energy Utilities - Chilled Water (one meter) - Single Month - Energy By End-Use - Heat Pump Supp. | PS-F
2312149 | 1 | Energy Utilities - Chilled Water (one meter) - Single Month - Energy By End-Use - Dom. Hot Water | PS-F
2312150 | 1 | Energy Utilities - Chilled Water (one meter) - Single Month - Energy By End-Use - Exterior Usage | PS-F
2312151 | 13 | Energy Utilities - Chilled Water (one meter) - Single Month - End-Use Peak - End-Use List | PS-F
2312152 | 1 | Energy Utilities - Chilled Water (one meter) - Single Month - End-Use Peak - Lights | PS-F
2312153 | 1 | Energy Utilities - Chilled Water (one meter) - Single Month - End-Use Peak - Task Lights | PS-F
2312154 | 1 | Energy Utilities - Chilled Water (one meter) - Single Month - End-Use Peak - Misc. Equip | PS-F
2312155 | 1 | Energy Utilities - Chilled Water (one meter) - Single Month - End-Use Peak - Space Heating | PS-F
2312156 | 1 | Energy Utilities - Chilled Water (one meter) - Single Month - End-Use Peak - Space Cooling | PS-F
2312157 | 1 | Energy Utilities - Chilled Water (one meter) - Single Month - End-Use Peak - Heat Rejection | PS-F
2312158 | 1 | Energy Utilities - Chilled Water (one meter) - Single Month - End-Use Peak - Pumps & Aux. | PS-F
2312159 | 1 | Energy Utilities - Chilled Water (one meter) - Single Month - End-Use Peak - Ventilation Fans | PS-F
2312160 | 1 | Energy Utilities - Chilled Water (one meter) - Single Month - End-Use Peak - Refrigeration | PS-F
2312161 | 1 | Energy Utilities - Chilled Water (one meter) - Single Month - End-Use Peak - Heat Pump Supp. | PS-F
2312162 | 1 | Energy Utilities - Chilled Water (one meter) - Single Month - End-Use Peak - Dom. Hot Water | PS-F
2312163 | 1 | Energy Utilities - Chilled Water (one meter) - Single Month - End-Use Peak - Exterior Usage | PS-F
2312164 | 12 | Energy Utilities - Chilled Water (one meter) - Single Month - Percent End-Use @ Bldg Peak - End-Use List | PS-F
2312165 | 1 | Energy Utilities - Chilled Water (one meter) - Single Month - Percent End-Use @ Bldg Peak - Lights | PS-F
2312166 | 1 | Energy Utilities - Chilled Water (one meter) - Single Month - Percent End-Use @ Bldg Peak - Task Lights | PS-F
2312167 | 1 | Energy Utilities - Chilled Water (one meter) - Single Month - Percent End-Use @ Bldg Peak - Misc. Equip | PS-F
2312168 | 1 | Energy Utilities - Chilled Water (one meter) - Single Month - Percent End-Use @ Bldg Peak - Space Heating | PS-F
2312169 | 1 | Energy Utilities - Chilled Water (one meter) - Single Month - Percent End-Use @ Bldg Peak - Space Cooling | PS-F
2312170 | 1 | Energy Utilities - Chilled Water (one meter) - Single Month - Percent End-Use @ Bldg Peak - Heat Rejection | PS-F
2312171 | 1 | Energy Utilities - Chilled Water (one meter) - Single Month - Percent End-Use @ Bldg Peak - Pumps & Aux. | PS-F
2312172 | 1 | Energy Utilities - Chilled Water (one meter) - Single Month - Percent End-Use @ Bldg Peak - Ventilation Fans | PS-F
2312173 | 1 | Energy Utilities - Chilled Water (one meter) - Single Month - Percent End-Use @ Bldg Peak - Refrigeration | PS-F
2312174 | 1 | Energy Utilities - Chilled Water (one meter) - Single Month - Percent End-Use @ Bldg Peak - Heat Pump Supp. | PS-F
2312175 | 1 | Energy Utilities - Chilled Water (one meter) - Single Month - Percent End-Use @ Bldg Peak - Dom. Hot Water | PS-F
2312176 | 1 | Energy Utilities - Chilled Water (one meter) - Single Month - Percent End-Use @ Bldg Peak - Exterior Usage | PS-F
2312177 | 1 | Energy Utilities - Chilled Water (one meter) - Single Month - End-Use Peak - Month - Lights | PS-F
2312178 | 1 | Energy Utilities - Chilled Water (one meter) - Single Month - End-Use Peak - Month - Task Lights | PS-F
2312179 | 1 | Energy Utilities - Chilled Water (one meter) - Single Month - End-Use Peak - Month - Misc. Equip | PS-F
2312180 | 1 | Energy Utilities - Chilled Water (one meter) - Single Month - End-Use Peak - Month - Space Heating | PS-F
2312181 | 1 | Energy Utilities - Chilled Water (one meter) - Single Month - End-Use Peak - Month - Space Cooling | PS-F
2312182 | 1 | Energy Utilities - Chilled Water (one meter) - Single Month - End-Use Peak - Month - Heat Rejection | PS-F
2312183 | 1 | Energy Utilities - Chilled Water (one meter) - Single Month - End-Use Peak - Month - Pumps & Aux. | PS-F
2312184 | 1 | Energy Utilities - Chilled Water (one meter) - Single Month - End-Use Peak - Month - Ventilation Fans | PS-F
2312185 | 1 | Energy Utilities - Chilled Water (one meter) - Single Month - End-Use Peak - Month - Refrigeration | PS-F
2312186 | 1 | Energy Utilities - Chilled Water (one meter) - Single Month - End-Use Peak - Month - Heat Pump Supp. | PS-F
2312187 | 1 | Energy Utilities - Chilled Water (one meter) - Single Month - End-Use Peak - Month - Dom. Hot Water | PS-F
2312188 | 1 | Energy Utilities - Chilled Water (one meter) - Single Month - End-Use Peak - Month - Exterior Usage | PS-F
2312189 | 1 | Energy Utilities - Chilled Water (one meter) - Single Month - End-Use Peak - Day - Lights | PS-F
2312190 | 1 | Energy Utilities - Chilled Water (one meter) - Single Month - End-Use Peak - Day - Task Lights | PS-F
2312191 | 1 | Energy Utilities - Chilled Water (one meter) - Single Month - End-Use Peak - Day - Misc. Equip | PS-F
2312192 | 1 | Energy Utilities - Chilled Water (one meter) - Single Month - End-Use Peak - Day - Space Heating | PS-F
2312193 | 1 | Energy Utilities - Chilled Water (one meter) - Single Month - End-Use Peak - Day - Space Cooling | PS-F
2312194 | 1 | Energy Utilities - Chilled Water (one meter) - Single Month - End-Use Peak - Day - Heat Rejection | PS-F
2312195 | 1 | Energy Utilities - Chilled Water (one meter) - Single Month - End-Use Peak - Day - Pumps & Aux. | PS-F
2312196 | 1 | Energy Utilities - Chilled Water (one meter) - Single Month - End-Use Peak - Day - Ventilation Fans | PS-F
2312197 | 1 | Energy Utilities - Chilled Water (one meter) - Single Month - End-Use Peak - Day - Refrigeration | PS-F
2312198 | 1 | Energy Utilities - Chilled Water (one meter) - Single Month - End-Use Peak - Day - Heat Pump Supp. | PS-F
2312199 | 1 | Energy Utilities - Chilled Water (one meter) - Single Month - End-Use Peak - Day - Dom. Hot Water | PS-F
2312200 | 1 | Energy Utilities - Chilled Water (one meter) - Single Month - End-Use Peak - Day - Exterior Usage | PS-F
2312226 | 12 | Energy Utilities - Chilled Water (one meter) - Single Month - End-Use @ Bldg Peak - End-Use List | PS-F
2312227 | 1 | Energy Utilities - Chilled Water (one meter) - Single Month - End-Use @ Bldg Peak - Lights | PS-F
2312228 | 1 | Energy Utilities - Chilled Water (one meter) - Single Month - End-Use @ Bldg Peak - Task Lights | PS-F
2312229 | 1 | Energy Utilities - Chilled Water (one meter) - Single Month - End-Use @ Bldg Peak - Misc. Equip | PS-F
2312230 | 1 | Energy Utilities - Chilled Water (one meter) - Single Month - End-Use @ Bldg Peak - Space Heating | PS-F
2312231 | 1 | Energy Utilities - Chilled Water (one meter) - Single Month - End-Use @ Bldg Peak - Space Cooling | PS-F
2312232 | 1 | Energy Utilities - Chilled Water (one meter) - Single Month - End-Use @ Bldg Peak - Heat Rejection | PS-F
2312233 | 1 | Energy Utilities - Chilled Water (one meter) - Single Month - End-Use @ Bldg Peak - Pumps & Aux. | PS-F
2312234 | 1 | Energy Utilities - Chilled Water (one meter) - Single Month - End-Use @ Bldg Peak - Ventilation Fans | PS-F
2312235 | 1 | Energy Utilities - Chilled Water (one meter) - Single Month - End-Use @ Bldg Peak - Refrigeration | PS-F
2312236 | 1 | Energy Utilities - Chilled Water (one meter) - Single Month - End-Use @ Bldg Peak - Heat Pump Supp. | PS-F
2312237 | 1 | Energy Utilities - Chilled Water (one meter) - Single Month - End-Use @ Bldg Peak - Dom. Hot Water | PS-F
2312238 | 1 | Energy Utilities - Chilled Water (one meter) - Single Month - End-Use @ Bldg Peak - Exterior Usage | PS-F
2314001 | 1 | Heat Rejection - Design Parameters - Type | PS-H
2314002 | 1 | Heat Rejection - Design Parameters - Condenser Loop | PS-H
2314003 | 1 | Heat Rejection - Design Parameters - Capacity | PS-H
2314004 | 1 | Heat Rejection - Design Parameters - Flow | PS-H
2314005 | 1 | Heat Rejection - Design Parameters - Number of Cells | PS-H
2314006 | 1 | Heat Rejection - Design Parameters - Fan Power per Cell | PS-H
2314007 | 1 | Heat Rejection - Design Parameters - Spray Pump Power per Cell | PS-H
2314008 | 1 | Heat Rejection - Design Parameters - Auxiliary Power | PS-H
2314009 | 1 | Heat Rejection - Annual Performance - Total - Heat Rejection Load | PS-H
2314010 | 1 | Heat Rejection - Annual Performance - Total - Net Electrical Use | PS-H
2314011 | 1 | Heat Rejection - Annual Performance - Total - Auxiliary Electrical Energy | PS-H
2314012 | 1 | Heat Rejection - Annual Performance - Total - Auxiliary Thermal Energy | PS-H
2314013 | 12 | Heat Rejection - Annual Performance - Total - Part Load Bins - Load | PS-H
2314014 | 12 | Heat Rejection - Annual Performance - Total - Part Load Bins - Electrical | PS-H
2314015 | 1 | Heat Rejection - Annual Performance - Total - Maximum Supply Temperature | PS-H
2314016 | 1 | Heat Rejection - Annual Performance - Peak - Heat Rejection Load | PS-H
2314017 | 1 | Heat Rejection - Annual Performance - Peak - Net Electrical Use | PS-H
2314018 | 1 | Heat Rejection - Annual Performance - Peak - Auxiliary Electrical Energy | PS-H
2314019 | 1 | Heat Rejection - Annual Performance - Peak - Auxiliary Thermal Energy | PS-H
2314020 | 1 | Heat Rejection - Annual Performance - Peak - Peak Load Month | PS-H
2314021 | 1 | Heat Rejection - Annual Performance - Peak - Peak Load Day | PS-H
2314022 | 1 | Heat Rejection - Annual Performance - Peak - Peak Electric Month | PS-H
2314023 | 1 | Heat Rejection - Annual Performance - Peak - Peak Electric Day | PS-H
2314024 | 1 | Heat Rejection - Annual Performance - Peak - Peak Aux. Elec Month | PS-H
2314025 | 1 | Heat Rejection - Annual Performance - Peak - Peak Aux. Elec Day | PS-H
2314026 | 1 | Heat Rejection - Annual Performance - Peak - Peak Aux. Thermal Month | PS-H
2314027 | 1 | Heat Rejection - Annual Performance - Peak - Peak Aux. Thermal Day | PS-H
2314028 | 12 | Heat Rejection - Annual Performance - Peak - Part Load Bins - Load | PS-H
2314029 | 12 | Heat Rejection - Annual Performance - Peak - Part Load Bins - Electrical | PS-H
2314030 | 1 | Heat Rejection - Annual Performance - Peak - Maximum Supply Temperature | PS-H
2314031 | 1 | Heat Rejection - Annual Performance - Peak - Maximum Supply Month | PS-H
2314032 | 1 | Heat Rejection - Annual Performance - Peak - Maximum Supply Day | PS-H
2314033 | 1 | Heat Rejection - Annual Performance - Peak - Maximum Supply Hour | PS-H
2314034 | 12 | Heat Rejection - All Months - Totals - Heat Rejection Load | PS-H
2314035 | 12 | Heat Rejection - All Months - Totals - Net Electrical Use | PS-H
2314036 | 12 | Heat Rejection - All Months - Totals - Auxiliary Electrical Energy | PS-H
2314037 | 12 | Heat Rejection - All Months - Totals - Auxiliary Thermal Energy | PS-H
2314038 | 12 | Heat Rejection - All Months - Peaks - Heat Rejection Load | PS-H
2314039 | 12 | Heat Rejection - All Months - Peaks - Net Electrical Use | PS-H
2314040 | 12 | Heat Rejection - All Months - Peaks - Auxiliary Electrical Energy | PS-H
2314041 | 12 | Heat Rejection - All Months - Peaks - Auxiliary Thermal Energy | PS-H
2314042 | 12 | Heat Rejection - All Months - Peaks - Peak Load Day | PS-H
2314043 | 12 | Heat Rejection - All Months - Peaks - Peak Load Hour | PS-H
2314044 | 12 | Heat Rejection - All Months - Peaks - Peak Electric Day | PS-H
2314045 | 12 | Heat Rejection - All Months - Peaks - Peak Electric Hour | PS-H
2314046 | 12 | Heat Rejection - All Months - Peaks - Peak Aux. Elec Day | PS-H
2314047 | 12 | Heat Rejection - All Months - Peaks - Peak Aux. Elec Hour | PS-H
2314048 | 12 | Heat Rejection - All Months - Peaks - Peak Aux. Thermal Day | PS-H
2314049 | 12 | Heat Rejection - All Months - Peaks - Peak Aux. Thermal Hour | PS-H
2314050 | 1 | Heat Rejection - Single Month - Total - Heat Rejection Load | PS-H
2314051 | 1 | Heat Rejection - Single Month - Total - Net Electrical Use | PS-H
2314052 | 1 | Heat Rejection - Single Month - Total - Auxiliary Electrical Energy | PS-H
2314053 | 1 | Heat Rejection - Single Month - Total - Auxiliary Thermal Energy | PS-H
2314054 | 12 | Heat Rejection - Single Month - Total - Part Load Bins - Load | PS-H
2314055 | 12 | Heat Rejection - Single Month - Total - Part Load Bins - Electrical | PS-H
2314056 | 1 | Heat Rejection - Single Month - Peak - Heat Rejection Load | PS-H
2314057 | 1 | Heat Rejection - Single Month - Peak - Net Electrical Use | PS-H
2314058 | 1 | Heat Rejection - Single Month - Peak - Auxiliary Electrical Energy | PS-H
2314059 | 1 | Heat Rejection - Single Month - Peak - Auxiliary Thermal Energy | PS-H
2314060 | 1 | Heat Rejection - Single Month - Peak - Peak Load Month | PS-H
2314061 | 1 | Heat Rejection - Single Month - Peak - Peak Load Day | PS-H
2314062 | 1 | Heat Rejection - Single Month - Peak - Peak Electric Month | PS-H
2314063 | 1 | Heat Rejection - Single Month - Peak - Peak Electric Day | PS-H
2314064 | 1 | Heat Rejection - Single Month - Peak - Peak Aux. Elec Month | PS-H
2314065 | 1 | Heat Rejection - Single Month - Peak - Peak Aux. Elec Day | PS-H
2314066 | 1 | Heat Rejection - Single Month - Peak - Peak Aux. Thermal Month | PS-H
2314067 | 1 | Heat Rejection - Single Month - Peak - Peak Aux. Thermal Day | PS-H
2314068 | 12 | Heat Rejection - Single Month - Peak - Part Load Bins - Load | PS-H
2314069 | 12 | Heat Rejection - Single Month - Peak - Part Load Bins - Electrical | PS-H
2315001 | 1 | Boilers - Design Parameters - Heating Loop | PS-H
2315002 | 1 | Boilers - Design Parameters - Type | PS-H
2315003 | 1 | Boilers - Design Parameters - Capacity | PS-H
2315004 | 1 | Boilers - Design Parameters - Flow | PS-H
2315005 | 1 | Boilers - Design Parameters - Electric Input Ratio | PS-H
2315006 | 1 | Boilers - Design Parameters - Fuel Input Ratio | PS-H
2315007 | 1 | Boilers - Design Parameters - Auxiliary Power | PS-H
2315008 | 1 | Boilers - Annual Performance - Total - Heat Load | PS-H
2315009 | 1 | Boilers - Annual Performance - Total - Electrical Use | PS-H
2315010 | 1 | Boilers - Annual Performance - Total - Fuel Use | PS-H
2315011 | 1 | Boilers - Annual Performance - Total - Auxiliary Energy | PS-H
2315012 | 12 | Boilers - Annual Performance - Total - Part Load Bins - Load | PS-H
2315013 | 12 | Boilers - Annual Performance - Total - Part Load Bins - Electrical | PS-H
2315014 | 12 | Boilers - Annual Performance - Total - Part Load Bins - Fuel | PS-H
2315015 | 1 | Boilers - Annual Performance - Peak - Heat Load | PS-H
2315016 | 1 | Boilers - Annual Performance - Peak - Electrical Use | PS-H
2315017 | 1 | Boilers - Annual Performance - Peak - Fuel Use | PS-H
2315018 | 1 | Boilers - Annual Performance - Peak - Auxiliary Energy | PS-H
2315019 | 1 | Boilers - Annual Performance - Peak - Peak Load Month | PS-H
2315020 | 1 | Boilers - Annual Performance - Peak - Peak Load Day | PS-H
2315021 | 1 | Boilers - Annual Performance - Peak - Peak Electric Month | PS-H
2315022 | 1 | Boilers - Annual Performance - Peak - Peak Electric Day | PS-H
2315023 | 1 | Boilers - Annual Performance - Peak - Peak Fuel Month | PS-H
2315024 | 1 | Boilers - Annual Performance - Peak - Peak Fuel Day | PS-H
2315025 | 1 | Boilers - Annual Performance - Peak - Peak Aux. Month | PS-H
2315026 | 1 | Boilers - Annual Performance - Peak - Peak Aux. Day | PS-H
2315027 | 12 | Boilers - Annual Performance - Peak - Part Load Bins - Load | PS-H
2315028 | 12 | Boilers - Annual Performance - Peak - Part Load Bins - Electrical | PS-H
2315029 | 12 | Boilers - Annual Performance - Peak - Part Load Bins - Fuel | PS-H
2315030 | 12 | Boilers - All Months - Totals - Heat Load | PS-H
2315031 | 12 | Boilers - All Months - Totals - Electrical Use | PS-H
2315032 | 12 | Boilers - All Months - Totals - Fuel Use | PS-H
2315033 | 12 | Boilers - All Months - Totals - Auxiliary Energy | PS-H
2315034 | 12 | Boilers - All Months - Peaks - Heat Load | PS-H
2315035 | 12 | Boilers - All Months - Peaks - Electrical Use | PS-H
2315036 | 12 | Boilers - All Months - Peaks - Fuel Use | PS-H
2315037 | 12 | Boilers - All Months - Peaks - Auxiliary Energy | PS-H
2315038 | 12 | Boilers - All Months - Peaks - Peak Load Day | PS-H
2315039 | 12 | Boilers - All Months - Peaks - Peak Load Hour | PS-H
2315040 | 12 | Boilers - All Months - Peaks - Peak Electric Day | PS-H
2315041 | 12 | Boilers - All Months - Peaks - Peak Electric Hour | PS-H
2315042 | 12 | Boilers - All Months - Peaks - Peak Fuel Day | PS-H
2315043 | 12 | Boilers - All Months - Peaks - Peak Fuel Hour | PS-H
2315044 | 12 | Boilers - All Months - Peaks - Peak Aux. Day | PS-H
2315045 | 12 | Boilers - All Months - Peaks - Peak Aux. Hour | PS-H
2315046 | 1 | Boilers - Single Month - Total - Heat Load | PS-H
2315047 | 1 | Boilers - Single Month - Total - Electrical Use | PS-H
2315048 | 1 | Boilers - Single Month - Total - Fuel Use | PS-H
2315049 | 1 | Boilers - Single Month - Total - Auxiliary Energy | PS-H
2315050 | 12 | Boilers - Single Month - Total - Part Load Bins - Load | PS-H
2315051 | 12 | Boilers - Single Month - Total - Part Load Bins - Electrical | PS-H
2315052 | 12 | Boilers - Single Month - Total - Part Load Bins - Fuel | PS-H
2315053 | 1 | Boilers - Single Month - Peak - Heat Load | PS-H
2315054 | 1 | Boilers - Single Month - Peak - Electrical Use | PS-H
2315055 | 1 | Boilers - Single Month - Peak - Fuel Use | PS-H
2315056 | 1 | Boilers - Single Month - Peak - Auxiliary Energy | PS-H
2315057 | 1 | Boilers - Single Month - Peak - Peak Load Day | PS-H
2315058 | 1 | Boilers - Single Month - Peak - Peak Load Hour | PS-H
2315059 | 1 | Boilers - Single Month - Peak - Peak Electric Day | PS-H
2315060 | 1 | Boilers - Single Month - Peak - Peak Electric Hour | PS-H
2315061 | 1 | Boilers - Single Month - Peak - Peak Fuel Day | PS-H
2315062 | 1 | Boilers - Single Month - Peak - Peak Fuel Hour | PS-H
2315063 | 1 | Boilers - Single Month - Peak - Peak Aux. Day | PS-H
2315064 | 1 | Boilers - Single Month - Peak - Peak Aux. Hour | PS-H
2315065 | 12 | Boilers - Single Month - Peak - Part Load Bins - Load | PS-H
2315066 | 12 | Boilers - Single Month - Peak - Part Load Bins - Electrical | PS-H
2315067 | 12 | Boilers - Single Month - Peak - Part Load Bins - Fuel | PS-H
2315068 | 12 | DW Heaters - Single Month - Peak - Part Load Bins - Load | PS-H
2315069 | 12 | DW Heaters - Single Month - Peak - Part Load Bins - Electrical | PS-H
2315070 | 12 | DW Heaters - Single Month - Peak - Part Load Bins - Fuel | PS-H
2315901 | 1 | Boilers - Rated Capacity at Peak (Btu/hr) | PS-H
2315902 | 1 | Boilers - Return Water Temperature at Peak (°F) | PS-H
2315903 | 1 | Boilers - Sizing Info/Circ Loop - Capacity, MBTU/HR | PS-H
2315904 | 1 | Boilers - Sizing Info/Circ Loop - Head, FT | PS-H
2315905 | 1 | Boilers - Sizing Info/Circ Loop - Static, FT | PS-H
2315906 | 1 | Boilers - Sizing Info/Circ Loop - Flow, GPM | PS-H
2315907 | 1 | Boilers - Sizing Info/Circ Loop - Delta T, F | PS-H
2315908 | 1 | Boilers - Sizing Info/Circ Loop - Design T, F | PS-H
2315911 | 1 | Boilers - Sizing Info/Boiler - Capacity | PS-H
2315912 | 1 | Boilers - Sizing Info/Boiler - Start-up | PS-H
2315913 | 1 | Boilers - Sizing Info/Boiler - Electric, kW | PS-H
2315914 | 1 | Boilers - Sizing Info/Boiler - Heat EIR | PS-H
2315915 | 1 | Boilers - Sizing Info/Boiler - Aux kW | PS-H
2315916 | 1 | Boilers - Sizing Info/Boiler - Fuel | PS-H
2315916 | 1 | Boilers - Sizing Info/Boiler - HIR | PS-H
2316001 | 1 | Pumps - Design Parameters - Parent Name | PS-H
2316002 | 1 | Pumps - Design Parameters - Parent Type | PS-H
2316003 | 1 | Pumps - Design Parameters - Number of Pumps | PS-H
2316004 | 1 | Pumps - Design Parameters - Flow | PS-H
2316005 | 1 | Pumps - Design Parameters - Head Pressure | PS-H
2316006 | 1 | Pumps - Design Parameters - Head Setpoint | PS-H
2316007 | 1 | Pumps - Design Parameters - Capacity Control Mechanism | PS-H
2316008 | 1 | Pumps - Design Parameters - Power | PS-H
2316009 | 1 | Pumps - Design Parameters - Mechanical Efficiency | PS-H
2316010 | 1 | Pumps - Design Parameters - Motor Efficiency | PS-H
2316011 | 1 | Pumps - Annual Performance - Total - Loop Heat Gain from Pump | PS-H
2316012 | 1 | Pumps - Annual Performance - Total - Electrical Use | PS-H
2316013 | 1 | Pumps - Annual Performance - Total - Hours Overloaded | PS-H
2316014 | 12 | Pumps - Annual Performance - Total - Part Load Bins - Flow | PS-H
2316015 | 12 | Pumps - Annual Performance - Total - Part Load Bins - RPM | PS-H
2316016 | 12 | Pumps - Annual Performance - Total - Part Load Bins - Power | PS-H
2316017 | 1 | Pumps - Annual Performance - Peak - Loop Heat Gain from Pump | PS-H
2316018 | 1 | Pumps - Annual Performance - Peak - Electrical Use | PS-H
2316019 | 1 | Pumps - Annual Performance - Peak - Hours Overloaded | PS-H
2316020 | 1 | Pumps - Annual Performance - Peak - Peak Gain Month | PS-H
2316021 | 1 | Pumps - Annual Performance - Peak - Peak Gain Day | PS-H
2316022 | 1 | Pumps - Annual Performance - Peak - Peak Electic Month | PS-H
2316023 | 1 | Pumps - Annual Performance - Peak - Peak Electric Day | PS-H
2316024 | 12 | Pumps - Annual Performance - Peak - Part Load Bins - Flow | PS-H
2316025 | 12 | Pumps - Annual Performance - Peak - Part Load Bins - RPM | PS-H
2316026 | 12 | Pumps - Annual Performance - Peak - Part Load Bins - Power | PS-H
2316027 | 12 | Pumps - All Months - Totals - Loop Heat Gain from Pump | PS-H
2316028 | 12 | Pumps - All Months - Totals - Electrical Use | PS-H
2316029 | 12 | Pumps - All Months - Peaks - Loop Heat Gain from Pump | PS-H
2316030 | 12 | Pumps - All Months - Peaks - Electrical Use | PS-H
2316031 | 12 | Pumps - All Months - Peaks - Peak Gain Hour | PS-H
2316032 | 12 | Pumps - All Months - Peaks - Peak Gain Hour | PS-H
2316033 | 12 | Pumps - All Months - Peaks - Peak Electic Hour | PS-H
2316034 | 12 | Pumps - All Months - Peaks - Peak Electric Hour | PS-H
2316035 | 1 | Pumps - Single Month - Total - Loop Heat Gain from Pump | PS-H
2316036 | 1 | Pumps - Single Month - Total - Electrical Use | PS-H
2316037 | 12 | Pumps - Single Month - Total - Part Load Bins - Flow | PS-H
2316038 | 12 | Pumps - Single Month - Total - Part Load Bins - RPM | PS-H
2316039 | 12 | Pumps - Single Month - Total - Part Load Bins - Power | PS-H
2316040 | 1 | Pumps - Single Month - Peak - Loop Heat Gain from Pump | PS-H
2316041 | 1 | Pumps - Single Month - Peak - Electrical Use | PS-H
2316042 | 1 | Pumps - Single Month - Peak - Peak Gain Hour | PS-H
2316043 | 1 | Pumps - Single Month - Peak - Peak Gain Hour | PS-H
2316044 | 1 | Pumps - Single Month - Peak - Peak Electic Hour | PS-H
2316045 | 1 | Pumps - Single Month - Peak - Peak Electric Hour | PS-H
2316046 | 12 | Pumps - Single Month - Peak - Part Load Bins - Flow | PS-H
2316047 | 12 | Pumps - Single Month - Peak - Part Load Bins - RPM | PS-H
2316048 | 12 | Pumps - Single Month - Peak - Part Load Bins - Power | PS-H
2317001 | 1 | Circulation Loops - All Loops Except WLHP - Design Parameters - Heating Capacity | PS-H
2317002 | 1 | Circulation Loops - All Loops Except WLHP - Design Parameters - Cooling Capacity | PS-H
2317003 | 1 | Circulation Loops - All Loops Except WLHP - Design Parameters - Loop Flow | PS-H
2317004 | 1 | Circulation Loops - All Loops Except WLHP - Design Parameters - Loop Head | PS-H
2317005 | 1 | Circulation Loops - All Loops Except WLHP - Design Parameters - UA Product - supply-side | PS-H
2317006 | 1 | Circulation Loops - All Loops Except WLHP - Design Parameters - UA Product - return-side | PS-H
2317007 | 1 | Circulation Loops - All Loops Except WLHP - Design Parameters - Temperature Loss - supply-side | PS-H
2317008 | 1 | Circulation Loops - All Loops Except WLHP - Design Parameters - Temperature Loss - return-side | PS-H
2317009 | 1 | Circulation Loops - All Loops Except WLHP - Design Parameters - Fluid Volume | PS-H
2317010 | 1 | Circulation Loops - All Loops Except WLHP - Design Parameters - Fluid Heat Capacity | PS-H
2317011 | 1 | Circulation Loops - All Loops Except WLHP - Annual - Total - Heating - Coil Load | PS-H
2317012 | 1 | Circulation Loops - All Loops Except WLHP - Annual - Total - Heating - Pipe Gain | PS-H
2317013 | 1 | Circulation Loops - All Loops Except WLHP - Annual - Total - Heating - Net Load | PS-H
2317014 | 1 | Circulation Loops - All Loops Except WLHP - Annual - Total - Heating - Overload | PS-H
2317015 | 1 | Circulation Loops - All Loops Except WLHP - Annual - Total - Heating - Hours Overloaded | PS-H
2317016 | 12 | Circulation Loops - All Loops Except WLHP - Annual - Total - Heating - Load Bins | PS-H
2317017 | 12 | Circulation Loops - All Loops Except WLHP - Annual - Total - Heating - Flow Bins | PS-H
2317018 | 1 | Circulation Loops - All Loops Except WLHP - Annual - Total - Cooling - Coil Load | PS-H
2317019 | 1 | Circulation Loops - All Loops Except WLHP - Annual - Total - Cooling - Pipe Gain | PS-H
2317020 | 1 | Circulation Loops - All Loops Except WLHP - Annual - Total - Cooling - Net Load | PS-H
2317021 | 1 | Circulation Loops - All Loops Except WLHP - Annual - Total - Cooling - Overload | PS-H
2317022 | 1 | Circulation Loops - All Loops Except WLHP - Annual - Total - Cooling - Hours Overloaded | PS-H
2317023 | 12 | Circulation Loops - All Loops Except WLHP - Annual - Total - Cooling - Load Bins | PS-H
2317024 | 12 | Circulation Loops - All Loops Except WLHP - Annual - Total - Cooling - Flow Bins | PS-H
2317025 | 1 | Circulation Loops - All Loops Except WLHP - Annual - Peak - Heating - Coil Load | PS-H
2317026 | 1 | Circulation Loops - All Loops Except WLHP - Annual - Peak - Heating - Pipe Gain | PS-H
2317027 | 1 | Circulation Loops - All Loops Except WLHP - Annual - Peak - Heating - Net Load | PS-H
2317028 | 1 | Circulation Loops - All Loops Except WLHP - Annual - Peak - Heating - Overload | PS-H
2317029 | 1 | Circulation Loops - All Loops Except WLHP - Annual - Peak - Heating - Coil Peak Month | PS-H
2317030 | 1 | Circulation Loops - All Loops Except WLHP - Annual - Peak - Heating - Coil Peak Day | PS-H
2317031 | 1 | Circulation Loops - All Loops Except WLHP - Annual - Peak - Heating - Gain Peak Month | PS-H
2317032 | 1 | Circulation Loops - All Loops Except WLHP - Annual - Peak - Heating - Gain Peak Day | PS-H
2317033 | 1 | Circulation Loops - All Loops Except WLHP - Annual - Peak - Heating - Net Peak Month | PS-H
2317034 | 1 | Circulation Loops - All Loops Except WLHP - Annual - Peak - Heating - Net Peak Day | PS-H
2317035 | 1 | Circulation Loops - All Loops Except WLHP - Annual - Peak - Heating - Overload Peak Month | PS-H
2317036 | 1 | Circulation Loops - All Loops Except WLHP - Annual - Peak - Heating - Overload Peak Day | PS-H
2317037 | 1 | Circulation Loops - All Loops Except WLHP - Annual - Peak - Heating - Hours Overloaded | PS-H
2317038 | 12 | Circulation Loops - All Loops Except WLHP - Annual - Peak - Heating - Load Bins | PS-H
2317039 | 12 | Circulation Loops - All Loops Except WLHP - Annual - Peak - Heating - Flow Bins | PS-H
2317040 | 1 | Circulation Loops - All Loops Except WLHP - Annual - Peak - Cooling - Coil Load | PS-H
2317041 | 1 | Circulation Loops - All Loops Except WLHP - Annual - Peak - Cooling - Pipe Gain | PS-H
2317042 | 1 | Circulation Loops - All Loops Except WLHP - Annual - Peak - Cooling - Net Load | PS-H
2317043 | 1 | Circulation Loops - All Loops Except WLHP - Annual - Peak - Cooling - Overload | PS-H
2317044 | 1 | Circulation Loops - All Loops Except WLHP - Annual - Peak - Cooling - Coil Peak Month | PS-H
2317045 | 1 | Circulation Loops - All Loops Except WLHP - Annual - Peak - Cooling - Coil Peak Day | PS-H
2317046 | 1 | Circulation Loops - All Loops Except WLHP - Annual - Peak - Cooling - Gain Peak Month | PS-H
2317047 | 1 | Circulation Loops - All Loops Except WLHP - Annual - Peak - Cooling - Gain Peak Day | PS-H
2317048 | 1 | Circulation Loops - All Loops Except WLHP - Annual - Peak - Cooling - Net Peak Month | PS-H
2317049 | 1 | Circulation Loops - All Loops Except WLHP - Annual - Peak - Cooling - Net Peak Day | PS-H
2317050 | 1 | Circulation Loops - All Loops Except WLHP - Annual - Peak - Cooling - Overload Peak Month | PS-H
2317051 | 1 | Circulation Loops - All Loops Except WLHP - Annual - Peak - Cooling - Overload Peak Day | PS-H
2317052 | 1 | Circulation Loops - All Loops Except WLHP - Annual - Peak - Cooling - Hours Overloaded | PS-H
2317053 | 12 | Circulation Loops - All Loops Except WLHP - Annual - Peak - Cooling - Load Bins | PS-H
2317054 | 12 | Circulation Loops - All Loops Except WLHP - Annual - Peak - Cooling - Flow Bins | PS-H
2317055 | 12 | Circulation Loops - All Loops Except WLHP - All Months - Totals - Heating - Coil Load | PS-H
2317056 | 12 | Circulation Loops - All Loops Except WLHP - All Months - Totals - Heating - Pipe Gain | PS-H
2317057 | 12 | Circulation Loops - All Loops Except WLHP - All Months - Totals - Heating - Net Load | PS-H
2317058 | 12 | Circulation Loops - All Loops Except WLHP - All Months - Totals - Heating - Overload | PS-H
2317059 | 12 | Circulation Loops - All Loops Except WLHP - All Months - Totals - Cooling - Coil Load | PS-H
2317060 | 12 | Circulation Loops - All Loops Except WLHP - All Months - Totals - Cooling - Pipe Gain | PS-H
2317061 | 12 | Circulation Loops - All Loops Except WLHP - All Months - Totals - Cooling - Net Load | PS-H
2317062 | 12 | Circulation Loops - All Loops Except WLHP - All Months - Totals - Cooling - Overload | PS-H
2317063 | 12 | Circulation Loops - All Loops Except WLHP - All Months - Peaks - Heating - Coil Load | PS-H
2317064 | 12 | Circulation Loops - All Loops Except WLHP - All Months - Peaks - Heating - Pipe Gain | PS-H
2317065 | 12 | Circulation Loops - All Loops Except WLHP - All Months - Peaks - Heating - Net Load | PS-H
2317066 | 12 | Circulation Loops - All Loops Except WLHP - All Months - Peaks - Heating - Overload | PS-H
2317067 | 12 | Circulation Loops - All Loops Except WLHP - All Months - Peaks - Heating - Coil Peak Day | PS-H
2317068 | 12 | Circulation Loops - All Loops Except WLHP - All Months - Peaks - Heating - Coil Peak Hour | PS-H
2317069 | 12 | Circulation Loops - All Loops Except WLHP - All Months - Peaks - Heating - Gain Peak Day | PS-H
2317070 | 12 | Circulation Loops - All Loops Except WLHP - All Months - Peaks - Heating - Gain Peak Hour | PS-H
2317071 | 12 | Circulation Loops - All Loops Except WLHP - All Months - Peaks - Heating - Net Peak Day | PS-H
2317072 | 12 | Circulation Loops - All Loops Except WLHP - All Months - Peaks - Heating - Net Peak Hour | PS-H
2317073 | 12 | Circulation Loops - All Loops Except WLHP - All Months - Peaks - Heating - Overload Peak Day | PS-H
2317074 | 12 | Circulation Loops - All Loops Except WLHP - All Months - Peaks - Heating - Overload Peak Hour | PS-H
2317075 | 12 | Circulation Loops - All Loops Except WLHP - All Months - Peaks - Cooling - Coil Load | PS-H
2317076 | 12 | Circulation Loops - All Loops Except WLHP - All Months - Peaks - Cooling - Pipe Gain | PS-H
2317077 | 12 | Circulation Loops - All Loops Except WLHP - All Months - Peaks - Cooling - Net Load | PS-H
2317078 | 12 | Circulation Loops - All Loops Except WLHP - All Months - Peaks - Cooling - Overload | PS-H
2317079 | 12 | Circulation Loops - All Loops Except WLHP - All Months - Peaks - Cooling - Coil Peak Day | PS-H
2317080 | 12 | Circulation Loops - All Loops Except WLHP - All Months - Peaks - Cooling - Coil Peak Hour | PS-H
2317081 | 12 | Circulation Loops - All Loops Except WLHP - All Months - Peaks - Cooling - Gain Peak Day | PS-H
2317082 | 12 | Circulation Loops - All Loops Except WLHP - All Months - Peaks - Cooling - Gain Peak Hour | PS-H
2317083 | 12 | Circulation Loops - All Loops Except WLHP - All Months - Peaks - Cooling - Net Peak Day | PS-H
2317084 | 12 | Circulation Loops - All Loops Except WLHP - All Months - Peaks - Cooling - Net Peak Hour | PS-H
2317085 | 12 | Circulation Loops - All Loops Except WLHP - All Months - Peaks - Cooling - Overload Peak Day | PS-H
2317086 | 12 | Circulation Loops - All Loops Except WLHP - All Months - Peaks - Cooling - Overload Peak Hour | PS-H
2317087 | 1 | Circulation Loops - All Loops Except WLHP - Single Month - Total - Heating - Coil Load | PS-H
2317088 | 1 | Circulation Loops - All Loops Except WLHP - Single Month - Total - Heating - Pipe Gain | PS-H
2317089 | 1 | Circulation Loops - All Loops Except WLHP - Single Month - Total - Heating - Net Load | PS-H
2317090 | 1 | Circulation Loops - All Loops Except WLHP - Single Month - Total - Heating - Overload | PS-H
2317091 | 12 | Circulation Loops - All Loops Except WLHP - Single Month - Total - Heating - Load Bins | PS-H
2317092 | 12 | Circulation Loops - All Loops Except WLHP - Single Month - Total - Heating - Flow Bins | PS-H
2317093 | 1 | Circulation Loops - All Loops Except WLHP - Single Month - Total - Cooling - Coil Load | PS-H
2317094 | 1 | Circulation Loops - All Loops Except WLHP - Single Month - Total - Cooling - Pipe Gain | PS-H
2317095 | 1 | Circulation Loops - All Loops Except WLHP - Single Month - Total - Cooling - Net Load | PS-H
2317096 | 1 | Circulation Loops - All Loops Except WLHP - Single Month - Total - Cooling - Overload | PS-H
2317097 | 12 | Circulation Loops - All Loops Except WLHP - Single Month - Total - Cooling - Load Bins | PS-H
2317098 | 12 | Circulation Loops - All Loops Except WLHP - Single Month - Total - Cooling - Flow Bins | PS-H
2317099 | 1 | Circulation Loops - All Loops Except WLHP - Single Month - Peak - Heating - Coil Load | PS-H
2317100 | 1 | Circulation Loops - All Loops Except WLHP - Single Month - Peak - Heating - Pipe Gain | PS-H
2317101 | 1 | Circulation Loops - All Loops Except WLHP - Single Month - Peak - Heating - Net Load | PS-H
2317102 | 1 | Circulation Loops - All Loops Except WLHP - Single Month - Peak - Heating - Overload | PS-H
2317103 | 1 | Circulation Loops - All Loops Except WLHP - Single Month - Peak - Heating - Coil Peak Day | PS-H
2317104 | 1 | Circulation Loops - All Loops Except WLHP - Single Month - Peak - Heating - Coil Peak Hour | PS-H
2317105 | 1 | Circulation Loops - All Loops Except WLHP - Single Month - Peak - Heating - Gain Peak Day | PS-H
2317106 | 1 | Circulation Loops - All Loops Except WLHP - Single Month - Peak - Heating - Gain Peak Hour | PS-H
2317107 | 1 | Circulation Loops - All Loops Except WLHP - Single Month - Peak - Heating - Net Peak Day | PS-H
2317108 | 1 | Circulation Loops - All Loops Except WLHP - Single Month - Peak - Heating - Net Peak Hour | PS-H
2317109 | 1 | Circulation Loops - All Loops Except WLHP - Single Month - Peak - Heating - Overload Peak Day | PS-H
2317110 | 1 | Circulation Loops - All Loops Except WLHP - Single Month - Peak - Heating - Overload Peak Hour | PS-H
2317111 | 12 | Circulation Loops - All Loops Except WLHP - Single Month - Peak - Heating - Load Bins | PS-H
2317112 | 12 | Circulation Loops - All Loops Except WLHP - Single Month - Peak - Heating - Flow Bins | PS-H
2317113 | 1 | Circulation Loops - All Loops Except WLHP - Single Month - Peak - Cooling - Coil Load | PS-H
2317114 | 1 | Circulation Loops - All Loops Except WLHP - Single Month - Peak - Cooling - Pipe Gain | PS-H
2317115 | 1 | Circulation Loops - All Loops Except WLHP - Single Month - Peak - Cooling - Net Load | PS-H
2317116 | 1 | Circulation Loops - All Loops Except WLHP - Single Month - Peak - Cooling - Overload | PS-H
2317117 | 1 | Circulation Loops - All Loops Except WLHP - Single Month - Peak - Cooling - Coil Peak Day | PS-H
2317118 | 1 | Circulation Loops - All Loops Except WLHP - Single Month - Peak - Cooling - Coil Peak Hour | PS-H
2317119 | 1 | Circulation Loops - All Loops Except WLHP - Single Month - Peak - Cooling - Gain Peak Day | PS-H
2317120 | 1 | Circulation Loops - All Loops Except WLHP - Single Month - Peak - Cooling - Gain Peak Hour | PS-H
2317121 | 1 | Circulation Loops - All Loops Except WLHP - Single Month - Peak - Cooling - Net Peak Day | PS-H
2317122 | 1 | Circulation Loops - All Loops Except WLHP - Single Month - Peak - Cooling - Net Peak Hour | PS-H
2317123 | 1 | Circulation Loops - All Loops Except WLHP - Single Month - Peak - Cooling - Overload Peak Day | PS-H
2317124 | 1 | Circulation Loops - All Loops Except WLHP - Single Month - Peak - Cooling - Overload Peak Hour | PS-H
2317125 | 12 | Circulation Loops - All Loops Except WLHP - Single Month - Peak - Cooling - Load Bins | PS-H
2317126 | 12 | Circulation Loops - All Loops Except WLHP - Single Month - Peak - Cooling - Flow Bins | PS-H
2318001 | 1 | Elec Chillers - Design Parameters - Type | PS-H
2318002 | 1 | Elec Chillers - Design Parameters - Cooling Loop | PS-H
2318003 | 1 | Elec Chillers - Design Parameters - Capacity | PS-H
2318004 | 1 | Elec Chillers - Design Parameters - Flow | PS-H
2318005 | 1 | Elec Chillers - Design Parameters - Electric Input Ratio | PS-H
2318006 | 1 | Elec Chillers - Design Parameters - Auxiliary Power | PS-H
2318007 | 1 | Elec Chillers - Design Parameters - Condenser Loop | PS-H
2318008 | 1 | Elec Chillers - Design Parameters - Condenser Load | PS-H
2318009 | 1 | Elec Chillers - Design Parameters - Condenser Flow | PS-H
2318010 | 1 | Elec Chillers - Design Parameters - Heat Recovery Loop | PS-H
2318011 | 1 | Elec Chillers - Design Parameters - Heat Recovery Capacity | PS-H
2318012 | 1 | Elec Chillers - Design Parameters - Heat Recovery Flow | PS-H
2318013 | 1 | Elec Chillers - Annual Performance - Total - Cool Load | PS-H
2318014 | 1 | Elec Chillers - Annual Performance - Total - Heat Load | PS-H
2318015 | 1 | Elec Chillers - Annual Performance - Total - Electrical Use | PS-H
2318016 | 1 | Elec Chillers - Annual Performance - Total - Auxiliary Energy | PS-H
2318017 | 12 | Elec Chillers - Annual Performance - Total - Part Load Bins - Load | PS-H
2318018 | 12 | Elec Chillers - Annual Performance - Total - Part Load Bins - Electrical | PS-H
2318019 | 1 | Elec Chillers - Annual Performance - Peak - Cool Load | PS-H
2318020 | 1 | Elec Chillers - Annual Performance - Peak - Heat Load | PS-H
2318021 | 1 | Elec Chillers - Annual Performance - Peak - Electrical Use | PS-H
2318022 | 1 | Elec Chillers - Annual Performance - Peak - Auxiliary Energy | PS-H
2318023 | 1 | Elec Chillers - Annual Performance - Peak - Peak Load Month | PS-H
2318024 | 1 | Elec Chillers - Annual Performance - Peak - Peak Load Day | PS-H
2318025 | 1 | Elec Chillers - Annual Performance - Peak - Peak Electric Month | PS-H
2318026 | 1 | Elec Chillers - Annual Performance - Peak - Peak Electric Day | PS-H
2318027 | 1 | Elec Chillers - Annual Performance - Peak - Peak Fuel Month | PS-H
2318028 | 1 | Elec Chillers - Annual Performance - Peak - Peak Fuel Day | PS-H
2318029 | 1 | Elec Chillers - Annual Performance - Peak - Peak Aux. Month | PS-H
2318030 | 1 | Elec Chillers - Annual Performance - Peak - Peak Aux. Day | PS-H
2318031 | 12 | Elec Chillers - Annual Performance - Peak - Part Load Bins - Load | PS-H
2318032 | 12 | Elec Chillers - Annual Performance - Peak - Part Load Bins - Electrical | PS-H
2318033 | 12 | Elec Chillers - All Months - Totals - Cool Load | PS-H
2318034 | 12 | Elec Chillers - All Months - Totals - Heat Load | PS-H
2318035 | 12 | Elec Chillers - All Months - Totals - Electrical Use | PS-H
2318036 | 12 | Elec Chillers - All Months - Totals - Auxiliary Energy | PS-H
2318037 | 12 | Elec Chillers - All Months - Peaks - Cool Load | PS-H
2318038 | 12 | Elec Chillers - All Months - Peaks - Heat Load | PS-H
2318039 | 12 | Elec Chillers - All Months - Peaks - Electrical Use | PS-H
2318040 | 12 | Elec Chillers - All Months - Peaks - Auxiliary Energy | PS-H
2318041 | 12 | Elec Chillers - All Months - Peaks - Peak Load Day | PS-H
2318042 | 12 | Elec Chillers - All Months - Peaks - Peak Load Hour | PS-H
2318043 | 12 | Elec Chillers - All Months - Peaks - Peak Electric Day | PS-H
2318044 | 12 | Elec Chillers - All Months - Peaks - Peak Electric Hour | PS-H
2318045 | 12 | Elec Chillers - All Months - Peaks - Peak Fuel Day | PS-H
2318046 | 12 | Elec Chillers - All Months - Peaks - Peak Fuel Hour | PS-H
2318047 | 12 | Elec Chillers - All Months - Peaks - Peak Aux. Day | PS-H
2318048 | 12 | Elec Chillers - All Months - Peaks - Peak Aux. Hour | PS-H
2318049 | 1 | Elec Chillers - Single Month - Total - Cool Load | PS-H
2318050 | 1 | Elec Chillers - Single Month - Total - Heat Load | PS-H
2318051 | 1 | Elec Chillers - Single Month - Total - Electrical Use | PS-H
2318052 | 1 | Elec Chillers - Single Month - Total - Auxiliary Energy | PS-H
2318053 | 12 | Elec Chillers - Single Month - Total - Part Load Bins - Load | PS-H
2318054 | 12 | Elec Chillers - Single Month - Total - Part Load Bins - Electrical | PS-H
2318055 | 1 | Elec Chillers - Single Month - Peak - Cool Load | PS-H
2318056 | 1 | Elec Chillers - Single Month - Peak - Heat Load | PS-H
2318057 | 1 | Elec Chillers - Single Month - Peak - Electrical Use | PS-H
2318058 | 1 | Elec Chillers - Single Month - Peak - Auxiliary Energy | PS-H
2318059 | 1 | Elec Chillers - Single Month - Peak - Peak Load Day | PS-H
2318060 | 1 | Elec Chillers - Single Month - Peak - Peak Load Hour | PS-H
2318061 | 1 | Elec Chillers - Single Month - Peak - Peak Electric Day | PS-H
2318062 | 1 | Elec Chillers - Single Month - Peak - Peak Electric Hour | PS-H
2318063 | 1 | Elec Chillers - Single Month - Peak - Peak Fuel Day | PS-H
2318064 | 1 | Elec Chillers - Single Month - Peak - Peak Fuel Hour | PS-H
2318065 | 1 | Elec Chillers - Single Month - Peak - Peak Aux. Day | PS-H
2318066 | 1 | Elec Chillers - Single Month - Peak - Peak Aux. Hour | PS-H
2318067 | 12 | Elec Chillers - Single Month - Peak - Part Load Bins - Load | PS-H
2318068 | 12 | Elec Chillers - Single Month - Peak - Part Load Bins - Electrical | PS-H
2318901 | 1 | Elec Chillers - Normalized (ARI) Capacity at Peak (Btu/hr) | PS-H
2318902 | 1 | Elec Chillers - Normalized (ARI) Leaving Chilled Water Temperature (°F) | PS-H
2318903 | 1 | Elec Chillers - Normalized (ARI) Entering Condenser Water Temperature (°F) | PS-H
2318904 | 1 | Elec Chillers - Drybulb Temperature @ Peak (°F) | PS-H
2318905 | 1 | Elec Chillers - Wetbulb Temperature @ Peak (°F) | PS-H
2318907 | 1 | Elec Chillers - Sizing Info - Equipment Type | PS-H
2318908 | 1 | Elec Chillers - Sizing Info - Capacity | PS-H
2318909 | 1 | Elec Chillers - Sizing Info - Startup, Hours | PS-H
2318910 | 1 | Elec Chillers - Sizing Info - Standby, Hours | PS-H
2318911 | 1 | Elec Chillers - Sizing Info - Cool EIR, BTU/BTU | PS-H
2318912 | 1 | Elec Chillers - Sizing Info - Cool EFF, KW/TON | PS-H
2318913 | 1 | Elec Chillers - Sizing Info - Aux Elec, KW | PS-H
2318914 | 1 | Elec Chillers - Sizing Info - Cond Fan, KW | PS-H
2318915 | 1 | Elec Chillers - Sizing Info - Cond Pump, KW | PS-H
2318916 | 1 | Elec Chillers - Sizing Info/Circ Loop - Capacity, MBTU/HR | PS-H
2318917 | 1 | Elec Chillers - Sizing Info/Circ Loop - Head, FT | PS-H
2318918 | 1 | Elec Chillers - Sizing Info/Circ Loop - Static, FT | PS-H
2318919 | 1 | Elec Chillers - Sizing Info/Circ Loop - Flow, GPM | PS-H
2318920 | 1 | Elec Chillers - Sizing Info/Circ Loop - Flow/Cap, GPM/TON | PS-H
2318921 | 1 | Elec Chillers - Sizing Info/Circ Loop - Delta T, F | PS-H
2318922 | 1 | Elec Chillers - Sizing Info/Circ Loop - Design T, F | PS-H
2318923 | 1 | Elec Chillers - Sizing Info/AC Condenser - Capacity, MBTU/HR | PS-H
2318924 | 1 | Elec Chillers - Sizing Info/AC Condenser - Design T, F | PS-H
2319001 | 1 | Abs/Eng Chillers - Design Parameters - Type | PS-H
2319002 | 1 | Abs/Eng Chillers - Design Parameters - Cooling Loop | PS-H
2319003 | 1 | Abs/Eng Chillers - Design Parameters - Capacity | PS-H
2319004 | 1 | Abs/Eng Chillers - Design Parameters - Flow | PS-H
2319005 | 1 | Abs/Eng Chillers - Design Parameters - Electric Input Ratio | PS-H
2319006 | 1 | Abs/Eng Chillers - Design Parameters - Heating Input Ratio | PS-H
2319007 | 1 | Abs/Eng Chillers - Design Parameters - Auxiliary Power | PS-H
2319008 | 1 | Abs/Eng Chillers - Design Parameters - Condenser Loop | PS-H
2319009 | 1 | Abs/Eng Chillers - Design Parameters - Condenser Load | PS-H
2319010 | 1 | Abs/Eng Chillers - Design Parameters - Condenser Flow | PS-H
2319011 | 1 | Abs/Eng Chillers - Design Parameters - Heating Loop (Absorption) | PS-H
2319012 | 1 | Abs/Eng Chillers - Design Parameters - Heating Loop Load | PS-H
2319013 | 1 | Abs/Eng Chillers - Design Parameters - Heating Loop Flow | PS-H
2319014 | 1 | Abs/Eng Chillers - Design Parameters - Heat Recovery Loop | PS-H
2319015 | 1 | Abs/Eng Chillers - Design Parameters - Heat Recovery Capacity | PS-H
2319016 | 1 | Abs/Eng Chillers - Design Parameters - Heat Recovery Flow | PS-H
2319017 | 1 | Abs/Eng Chillers - Annual Performance - Total - Cool Load | PS-H
2319018 | 1 | Abs/Eng Chillers - Annual Performance - Total - Heat Load | PS-H
2319019 | 1 | Abs/Eng Chillers - Annual Performance - Total - Electrical Use | PS-H
2319020 | 1 | Abs/Eng Chillers - Annual Performance - Total - Fuel Use | PS-H
2319021 | 12 | Abs/Eng Chillers - Annual Performance - Total - Part Load Bins - Load | PS-H
2319022 | 12 | Abs/Eng Chillers - Annual Performance - Total - Part Load Bins - Electrical | PS-H
2319023 | 12 | Abs/Eng Chillers - Annual Performance - Total - Part Load Bins - Fuel | PS-H
2319024 | 1 | Abs/Eng Chillers - Annual Performance - Peak - Cool Load | PS-H
2319025 | 1 | Abs/Eng Chillers - Annual Performance - Peak - Heat Load | PS-H
2319026 | 1 | Abs/Eng Chillers - Annual Performance - Peak - Electrical Use | PS-H
2319027 | 1 | Abs/Eng Chillers - Annual Performance - Peak - Auxiliary Energy | PS-H
2319028 | 1 | Abs/Eng Chillers - Annual Performance - Peak - Peak Load Month | PS-H
2319029 | 1 | Abs/Eng Chillers - Annual Performance - Peak - Peak Load Day | PS-H
2319030 | 1 | Abs/Eng Chillers - Annual Performance - Peak - Peak Electric Month | PS-H
2319031 | 1 | Abs/Eng Chillers - Annual Performance - Peak - Peak Electric Day | PS-H
2319032 | 1 | Abs/Eng Chillers - Annual Performance - Peak - Peak Fuel Month | PS-H
2319033 | 1 | Abs/Eng Chillers - Annual Performance - Peak - Peak Fuel Day | PS-H
2319034 | 1 | Abs/Eng Chillers - Annual Performance - Peak - Peak Aux. Month | PS-H
2319035 | 1 | Abs/Eng Chillers - Annual Performance - Peak - Peak Aux. Day | PS-H
2319036 | 12 | Abs/Eng Chillers - Annual Performance - Peak - Part Load Bins - Load | PS-H
2319037 | 12 | Abs/Eng Chillers - Annual Performance - Peak - Part Load Bins - Electrical | PS-H
2319038 | 12 | Abs/Eng Chillers - Annual Performance - Peak - Part Load Bins - Fuel | PS-H
2319039 | 12 | Abs/Eng Chillers - All Months - Totals - Cool Load | PS-H
2319040 | 12 | Abs/Eng Chillers - All Months - Totals - Heat Load | PS-H
2319041 | 12 | Abs/Eng Chillers - All Months - Totals - Electrical Use | PS-H
2319042 | 12 | Abs/Eng Chillers - All Months - Totals - Fuel Use | PS-H
2319043 | 12 | Abs/Eng Chillers - All Months - Peaks - Cool Load | PS-H
2319044 | 12 | Abs/Eng Chillers - All Months - Peaks - Heat Load | PS-H
2319045 | 12 | Abs/Eng Chillers - All Months - Peaks - Electrical Use | PS-H
2319046 | 12 | Abs/Eng Chillers - All Months - Peaks - Auxiliary Energy | PS-H
2319047 | 12 | Abs/Eng Chillers - All Months - Peaks - Peak Load Day | PS-H
2319048 | 12 | Abs/Eng Chillers - All Months - Peaks - Peak Load Hour | PS-H
2319049 | 12 | Abs/Eng Chillers - All Months - Peaks - Peak Electric Day | PS-H
2319050 | 12 | Abs/Eng Chillers - All Months - Peaks - Peak Electric Hour | PS-H
2319051 | 12 | Abs/Eng Chillers - All Months - Peaks - Peak Fuel Day | PS-H
2319052 | 12 | Abs/Eng Chillers - All Months - Peaks - Peak Fuel Hour | PS-H
2319053 | 12 | Abs/Eng Chillers - All Months - Peaks - Peak Aux. Day | PS-H
2319054 | 12 | Abs/Eng Chillers - All Months - Peaks - Peak Aux. Hour | PS-H
2319055 | 1 | Abs/Eng Chillers - Single Month - Total - Cool Load | PS-H
2319056 | 1 | Abs/Eng Chillers - Single Month - Total - Heat Load | PS-H
2319057 | 1 | Abs/Eng Chillers - Single Month - Total - Electrical Use | PS-H
2319058 | 1 | Abs/Eng Chillers - Single Month - Total - Fuel Use | PS-H
2319059 | 12 | Abs/Eng Chillers - Single Month - Total - Part Load Bins - Load | PS-H
2319060 | 12 | Abs/Eng Chillers - Single Month - Total - Part Load Bins - Electrical | PS-H
2319061 | 12 | Abs/Eng Chillers - Single Month - Total - Part Load Bins - Fuel | PS-H
2319062 | 1 | Abs/Eng Chillers - Single Month - Peak - Cool Load | PS-H
2319063 | 1 | Abs/Eng Chillers - Single Month - Peak - Heat Load | PS-H
2319064 | 1 | Abs/Eng Chillers - Single Month - Peak - Electrical Use | PS-H
2319065 | 1 | Abs/Eng Chillers - Single Month - Peak - Auxiliary Energy | PS-H
2319066 | 1 | Abs/Eng Chillers - Single Month - Peak - Peak Load Day | PS-H
2319067 | 1 | Abs/Eng Chillers - Single Month - Peak - Peak Load Hour | PS-H
2319068 | 1 | Abs/Eng Chillers - Single Month - Peak - Peak Electric Day | PS-H
2319069 | 1 | Abs/Eng Chillers - Single Month - Peak - Peak Electric Hour | PS-H
2319070 | 1 | Abs/Eng Chillers - Single Month - Peak - Peak Fuel Day | PS-H
2319071 | 1 | Abs/Eng Chillers - Single Month - Peak - Peak Fuel Hour | PS-H
2319072 | 1 | Abs/Eng Chillers - Single Month - Peak - Peak Aux. Day | PS-H
2319073 | 1 | Abs/Eng Chillers - Single Month - Peak - Peak Aux. Hour | PS-H
2319074 | 12 | Abs/Eng Chillers - Single Month - Peak - Part Load Bins - Load | PS-H
2319075 | 12 | Abs/Eng Chillers - Single Month - Peak - Part Load Bins - Electrical | PS-H
2319076 | 12 | Abs/Eng Chillers - Single Month - Peak - Part Load Bins - Fuel | PS-H
2319901 | 1 | Abs/Eng Chillers - Normalized (ARI) Capacity at Peak (Btu/hr) | PS-H
2319902 | 1 | Abs/Eng Chillers - Normalized (ARI) Leaving Chilled Water Temperature (°F) | PS-H
2319903 | 1 | Abs/Eng Chillers - Normalized (ARI) Entering Condenser Water Temperature (°F) | PS-H
2319904 | 1 | Abs/Eng Chillers - Drybulb Temperature @ Peak (°F) | PS-H
2319905 | 1 | Abs/Eng Chillers - Wetbulb Temperature @ Peak (°F) | PS-H
2320001 | 1 | Circulation Loops - WLHP Loops - Design Parameters - Heating Capacity | PS-H
2320002 | 1 | Circulation Loops - WLHP Loops - Design Parameters - Cooling Capacity | PS-H
2320003 | 1 | Circulation Loops - WLHP Loops - Design Parameters - Loop Flow | PS-H
2320004 | 1 | Circulation Loops - WLHP Loops - Design Parameters - Loop Head | PS-H
2320005 | 1 | Circulation Loops - WLHP Loops - Design Parameters - UA Product - supply-side | PS-H
2320006 | 1 | Circulation Loops - WLHP Loops - Design Parameters - UA Product - return-side | PS-H
2320007 | 1 | Circulation Loops - WLHP Loops - Design Parameters - Temperature Loss - supply-side | PS-H
2320008 | 1 | Circulation Loops - WLHP Loops - Design Parameters - Temperature Loss - return-side | PS-H
2320009 | 1 | Circulation Loops - WLHP Loops - Design Parameters - Fluid Volume | PS-H
2320010 | 1 | Circulation Loops - WLHP Loops - Design Parameters - Fluid Heat Capacity | PS-H
2320011 | 1 | Circulation Loops - WLHP Loops - Annual - Total - Heating Mode - Heating | PS-H
2320012 | 1 | Circulation Loops - WLHP Loops - Annual - Total - Heating Mode - Coincident Cooling | PS-H
2320013 | 1 | Circulation Loops - WLHP Loops - Annual - Total - Heating Mode - Pipe Gain | PS-H
2320014 | 1 | Circulation Loops - WLHP Loops - Annual - Total - Heating Mode - Net Load | PS-H
2320015 | 1 | Circulation Loops - WLHP Loops - Annual - Total - Heating Mode - Overload | PS-H
2320016 | 1 | Circulation Loops - WLHP Loops - Annual - Total - Heating Mode - Hours Overloaded | PS-H
2320017 | 12 | Circulation Loops - WLHP Loops - Annual - Total - Heating Mode - Load Bins | PS-H
2320018 | 12 | Circulation Loops - WLHP Loops - Annual - Total - Heating Mode - Flow Bins | PS-H
2320019 | 1 | Circulation Loops - WLHP Loops - Annual - Total - Cooling Mode - Coincident Heating | PS-H
2320020 | 1 | Circulation Loops - WLHP Loops - Annual - Total - Cooling Mode - Cooling | PS-H
2320021 | 1 | Circulation Loops - WLHP Loops - Annual - Total - Cooling Mode - Pipe Gain | PS-H
2320022 | 1 | Circulation Loops - WLHP Loops - Annual - Total - Cooling Mode - Net Load | PS-H
2320023 | 1 | Circulation Loops - WLHP Loops - Annual - Total - Cooling Mode - Overload | PS-H
2320024 | 1 | Circulation Loops - WLHP Loops - Annual - Total - Cooling Mode - Hours Overloaded | PS-H
2320025 | 12 | Circulation Loops - WLHP Loops - Annual - Total - Cooling Mode - Load Bins | PS-H
2320026 | 12 | Circulation Loops - WLHP Loops - Annual - Total - Cooling Mode - Flow Bins | PS-H
2320027 | 1 | Circulation Loops - WLHP Loops - Annual - Total - Floating Mode - Coincident Heating | PS-H
2320028 | 1 | Circulation Loops - WLHP Loops - Annual - Total - Floating Mode - Coincident Cooling | PS-H
2320029 | 1 | Circulation Loops - WLHP Loops - Annual - Total - Floating Mode - Pipe Gain | PS-H
2320030 | 1 | Circulation Loops - WLHP Loops - Annual - Total - Floating Mode - Hours Floating | PS-H
2320031 | 12 | Circulation Loops - WLHP Loops - Annual - Total - Floating Mode - Flow Bins | PS-H
2320032 | 1 | Circulation Loops - WLHP Loops - Annual - Total - Grand Total - All Heating | PS-H
2320033 | 1 | Circulation Loops - WLHP Loops - Annual - Total - Grand Total - All Cooling | PS-H
2320034 | 12 | Circulation Loops - WLHP Loops - Annual - Total - Grand Total - Flow Bins | PS-H
2320035 | 1 | Circulation Loops - WLHP Loops - Annual - Peak - Heating Mode - Heating | PS-H
2320036 | 1 | Circulation Loops - WLHP Loops - Annual - Peak - Heating Mode - Coincident Cooling | PS-H
2320037 | 1 | Circulation Loops - WLHP Loops - Annual - Peak - Heating Mode - Pipe Gain | PS-H
2320038 | 1 | Circulation Loops - WLHP Loops - Annual - Peak - Heating Mode - Net Load | PS-H
2320039 | 1 | Circulation Loops - WLHP Loops - Annual - Peak - Heating Mode - Overload | PS-H
2320040 | 1 | Circulation Loops - WLHP Loops - Annual - Peak - Heating Mode - Heat Peak Month | PS-H
2320041 | 1 | Circulation Loops - WLHP Loops - Annual - Peak - Heating Mode - Heat Peak Day | PS-H
2320042 | 1 | Circulation Loops - WLHP Loops - Annual - Peak - Heating Mode - Cool Peak Month | PS-H
2320043 | 1 | Circulation Loops - WLHP Loops - Annual - Peak - Heating Mode - Cool Peak Day | PS-H
2320044 | 1 | Circulation Loops - WLHP Loops - Annual - Peak - Heating Mode - Gain Peak Month | PS-H
2320045 | 1 | Circulation Loops - WLHP Loops - Annual - Peak - Heating Mode - Gain Peak Day | PS-H
2320046 | 1 | Circulation Loops - WLHP Loops - Annual - Peak - Heating Mode - Net Peak Month | PS-H
2320047 | 1 | Circulation Loops - WLHP Loops - Annual - Peak - Heating Mode - Net Peak Day | PS-H
2320048 | 1 | Circulation Loops - WLHP Loops - Annual - Peak - Heating Mode - Overload Peak Month | PS-H
2320049 | 1 | Circulation Loops - WLHP Loops - Annual - Peak - Heating Mode - Overload Peak Day | PS-H
2320050 | 1 | Circulation Loops - WLHP Loops - Annual - Peak - Heating Mode - Hours Overloaded | PS-H
2320051 | 12 | Circulation Loops - WLHP Loops - Annual - Peak - Heating Mode - Load Bins | PS-H
2320052 | 12 | Circulation Loops - WLHP Loops - Annual - Peak - Heating Mode - Flow Bins | PS-H
2320053 | 1 | Circulation Loops - WLHP Loops - Annual - Peak - Cooling Mode - Coincident Heating | PS-H
2320054 | 1 | Circulation Loops - WLHP Loops - Annual - Peak - Cooling Mode - Cooling | PS-H
2320055 | 1 | Circulation Loops - WLHP Loops - Annual - Peak - Cooling Mode - Pipe Gain | PS-H
2320056 | 1 | Circulation Loops - WLHP Loops - Annual - Peak - Cooling Mode - Net Load | PS-H
2320057 | 1 | Circulation Loops - WLHP Loops - Annual - Peak - Cooling Mode - Overload | PS-H
2320058 | 1 | Circulation Loops - WLHP Loops - Annual - Peak - Cooling Mode - Heat Peak Month | PS-H
2320059 | 1 | Circulation Loops - WLHP Loops - Annual - Peak - Cooling Mode - Heat Peak Day | PS-H
2320060 | 1 | Circulation Loops - WLHP Loops - Annual - Peak - Cooling Mode - Cool Peak Month | PS-H
2320061 | 1 | Circulation Loops - WLHP Loops - Annual - Peak - Cooling Mode - Cool Peak Day | PS-H
2320062 | 1 | Circulation Loops - WLHP Loops - Annual - Peak - Cooling Mode - Gain Peak Month | PS-H
2320063 | 1 | Circulation Loops - WLHP Loops - Annual - Peak - Cooling Mode - Gain Peak Day | PS-H
2320064 | 1 | Circulation Loops - WLHP Loops - Annual - Peak - Cooling Mode - Net Peak Month | PS-H
2320065 | 1 | Circulation Loops - WLHP Loops - Annual - Peak - Cooling Mode - Net Peak Day | PS-H
2320066 | 1 | Circulation Loops - WLHP Loops - Annual - Peak - Cooling Mode - Overload Peak Month | PS-H
2320067 | 1 | Circulation Loops - WLHP Loops - Annual - Peak - Cooling Mode - Overload Peak Day | PS-H
2320068 | 1 | Circulation Loops - WLHP Loops - Annual - Peak - Cooling Mode - Hours Overloaded | PS-H
2320069 | 12 | Circulation Loops - WLHP Loops - Annual - Peak - Cooling Mode - Load Bins | PS-H
2320070 | 12 | Circulation Loops - WLHP Loops - Annual - Peak - Cooling Mode - Flow Bins | PS-H
2320071 | 1 | Circulation Loops - WLHP Loops - Annual - Peak - Floating Mode - Coincident Heating | PS-H
2320072 | 1 | Circulation Loops - WLHP Loops - Annual - Peak - Floating Mode - Coincident Cooling | PS-H
2320073 | 1 | Circulation Loops - WLHP Loops - Annual - Peak - Floating Mode - Pipe Gain | PS-H
2320074 | 1 | Circulation Loops - WLHP Loops - Annual - Peak - Floating Mode - Heat Peak Month | PS-H
2320075 | 1 | Circulation Loops - WLHP Loops - Annual - Peak - Floating Mode - Heat Peak Day | PS-H
2320076 | 1 | Circulation Loops - WLHP Loops - Annual - Peak - Floating Mode - Cool Peak Month | PS-H
2320077 | 1 | Circulation Loops - WLHP Loops - Annual - Peak - Floating Mode - Cool Peak Day | PS-H
2320078 | 1 | Circulation Loops - WLHP Loops - Annual - Peak - Floating Mode - Gain Peak Month | PS-H
2320079 | 1 | Circulation Loops - WLHP Loops - Annual - Peak - Floating Mode - Gain Peak Day | PS-H
2320080 | 1 | Circulation Loops - WLHP Loops - Annual - Peak - Floating Mode - Hours Floating | PS-H
2320081 | 12 | Circulation Loops - WLHP Loops - Annual - Peak - Floating Mode - Flow Bins | PS-H
2320082 | 1 | Circulation Loops - WLHP Loops - Annual - Peak - Grand Total - All Heating | PS-H
2320083 | 1 | Circulation Loops - WLHP Loops - Annual - Peak - Grand Total - All Cooling | PS-H
2320084 | 1 | Circulation Loops - WLHP Loops - Annual - Peak - Grand Total - Heat Peak Month | PS-H
2320085 | 1 | Circulation Loops - WLHP Loops - Annual - Peak - Grand Total - Heat Peak Day | PS-H
2320086 | 1 | Circulation Loops - WLHP Loops - Annual - Peak - Grand Total - Cool Peak Month | PS-H
2320087 | 1 | Circulation Loops - WLHP Loops - Annual - Peak - Grand Total - Cool Peak Day | PS-H
2320088 | 12 | Circulation Loops - WLHP Loops - Annual - Peak - Grand Total - Flow Bins | PS-H
2320089 | 12 | Circulation Loops - WLHP Loops - All Months - Totals - Heating Mode - Heating | PS-H
2320090 | 12 | Circulation Loops - WLHP Loops - All Months - Totals - Heating Mode - Coincident Cooling | PS-H
2320091 | 12 | Circulation Loops - WLHP Loops - All Months - Totals - Heating Mode - Pipe Gain | PS-H
2320092 | 12 | Circulation Loops - WLHP Loops - All Months - Totals - Heating Mode - Net Load | PS-H
2320093 | 12 | Circulation Loops - WLHP Loops - All Months - Totals - Heating Mode - Overload | PS-H
2320094 | 12 | Circulation Loops - WLHP Loops - All Months - Totals - Cooling Mode - Coincident Heating | PS-H
2320095 | 12 | Circulation Loops - WLHP Loops - All Months - Totals - Cooling Mode - Cooling | PS-H
2320096 | 12 | Circulation Loops - WLHP Loops - All Months - Totals - Cooling Mode - Pipe Gain | PS-H
2320097 | 12 | Circulation Loops - WLHP Loops - All Months - Totals - Cooling Mode - Net Load | PS-H
2320098 | 12 | Circulation Loops - WLHP Loops - All Months - Totals - Cooling Mode - Overload | PS-H
2320099 | 12 | Circulation Loops - WLHP Loops - All Months - Totals - Floating Mode - Coincident Heating | PS-H
2320100 | 12 | Circulation Loops - WLHP Loops - All Months - Totals - Floating Mode - Coincident Cooling | PS-H
2320101 | 12 | Circulation Loops - WLHP Loops - All Months - Totals - Floating Mode - Pipe Gain | PS-H
2320102 | 12 | Circulation Loops - WLHP Loops - All Months - Totals - Floating Mode - Hours Floating | PS-H
2320103 | 12 | Circulation Loops - WLHP Loops - All Months - Peaks - Heating Mode - Heating | PS-H
2320104 | 12 | Circulation Loops - WLHP Loops - All Months - Peaks - Heating Mode - Coincident Cooling | PS-H
2320105 | 12 | Circulation Loops - WLHP Loops - All Months - Peaks - Heating Mode - Pipe Gain | PS-H
2320106 | 12 | Circulation Loops - WLHP Loops - All Months - Peaks - Heating Mode - Net Load | PS-H
2320107 | 12 | Circulation Loops - WLHP Loops - All Months - Peaks - Heating Mode - Overload | PS-H
2320108 | 12 | Circulation Loops - WLHP Loops - All Months - Peaks - Heating Mode - Heat Peak Month | PS-H
2320109 | 12 | Circulation Loops - WLHP Loops - All Months - Peaks - Heating Mode - Heat Peak Day | PS-H
2320110 | 12 | Circulation Loops - WLHP Loops - All Months - Peaks - Heating Mode - Cool Peak Month | PS-H
2320111 | 12 | Circulation Loops - WLHP Loops - All Months - Peaks - Heating Mode - Cool Peak Day | PS-H
2320112 | 12 | Circulation Loops - WLHP Loops - All Months - Peaks - Heating Mode - Gain Peak Month | PS-H
2320113 | 12 | Circulation Loops - WLHP Loops - All Months - Peaks - Heating Mode - Gain Peak Day | PS-H
2320114 | 12 | Circulation Loops - WLHP Loops - All Months - Peaks - Heating Mode - Net Peak Month | PS-H
2320115 | 12 | Circulation Loops - WLHP Loops - All Months - Peaks - Heating Mode - Net Peak Day | PS-H
2320116 | 12 | Circulation Loops - WLHP Loops - All Months - Peaks - Heating Mode - Overload Peak Month | PS-H
2320117 | 12 | Circulation Loops - WLHP Loops - All Months - Peaks - Heating Mode - Overload Peak Day | PS-H
2320118 | 12 | Circulation Loops - WLHP Loops - All Months - Peaks - Cooling Mode - Coincident Heating | PS-H
2320119 | 12 | Circulation Loops - WLHP Loops - All Months - Peaks - Cooling Mode - Cooling | PS-H
2320120 | 12 | Circulation Loops - WLHP Loops - All Months - Peaks - Cooling Mode - Pipe Gain | PS-H
2320121 | 12 | Circulation Loops - WLHP Loops - All Months - Peaks - Cooling Mode - Net Load | PS-H
2320122 | 12 | Circulation Loops - WLHP Loops - All Months - Peaks - Cooling Mode - Overload | PS-H
2320123 | 12 | Circulation Loops - WLHP Loops - All Months - Peaks - Cooling Mode - Heat Peak Month | PS-H
2320124 | 12 | Circulation Loops - WLHP Loops - All Months - Peaks - Cooling Mode - Heat Peak Day | PS-H
2320125 | 12 | Circulation Loops - WLHP Loops - All Months - Peaks - Cooling Mode - Cool Peak Month | PS-H
2320126 | 12 | Circulation Loops - WLHP Loops - All Months - Peaks - Cooling Mode - Cool Peak Day | PS-H
2320127 | 12 | Circulation Loops - WLHP Loops - All Months - Peaks - Cooling Mode - Gain Peak Month | PS-H
2320128 | 12 | Circulation Loops - WLHP Loops - All Months - Peaks - Cooling Mode - Gain Peak Day | PS-H
2320129 | 12 | Circulation Loops - WLHP Loops - All Months - Peaks - Cooling Mode - Net Peak Month | PS-H
2320130 | 12 | Circulation Loops - WLHP Loops - All Months - Peaks - Cooling Mode - Net Peak Day | PS-H
2320131 | 12 | Circulation Loops - WLHP Loops - All Months - Peaks - Cooling Mode - Overload Peak Month | PS-H
2320132 | 12 | Circulation Loops - WLHP Loops - All Months - Peaks - Cooling Mode - Overload Peak Day | PS-H
2320133 | 12 | Circulation Loops - WLHP Loops - All Months - Peaks - Floating Mode - Coincident Heating | PS-H
2320134 | 12 | Circulation Loops - WLHP Loops - All Months - Peaks - Floating Mode - Coincident Cooling | PS-H
2320135 | 12 | Circulation Loops - WLHP Loops - All Months - Peaks - Floating Mode - Pipe Gain | PS-H
2320136 | 12 | Circulation Loops - WLHP Loops - All Months - Peaks - Floating Mode - Heat Peak Month | PS-H
2320137 | 12 | Circulation Loops - WLHP Loops - All Months - Peaks - Floating Mode - Heat Peak Day | PS-H
2320138 | 12 | Circulation Loops - WLHP Loops - All Months - Peaks - Floating Mode - Cool Peak Month | PS-H
2320139 | 12 | Circulation Loops - WLHP Loops - All Months - Peaks - Floating Mode - Cool Peak Day | PS-H
2320140 | 12 | Circulation Loops - WLHP Loops - All Months - Peaks - Floating Mode - Gain Peak Month | PS-H
2320141 | 12 | Circulation Loops - WLHP Loops - All Months - Peaks - Floating Mode - Gain Peak Day | PS-H
2320142 | 12 | Circulation Loops - WLHP Loops - All Months - Peaks - Floating Mode - Hours Floating | PS-H
2320143 | 1 | Circulation Loops - WLHP Loops - Single Month - Total - Heating Mode - Heating | PS-H
2320144 | 1 | Circulation Loops - WLHP Loops - Single Month - Total - Heating Mode - Coincident Cooling | PS-H
2320145 | 1 | Circulation Loops - WLHP Loops - Single Month - Total - Heating Mode - Pipe Gain | PS-H
2320146 | 1 | Circulation Loops - WLHP Loops - Single Month - Total - Heating Mode - Net Load | PS-H
2320147 | 1 | Circulation Loops - WLHP Loops - Single Month - Total - Heating Mode - Overload | PS-H
2320148 | 12 | Circulation Loops - WLHP Loops - Single Month - Total - Heating Mode - Load Bins | PS-H
2320149 | 12 | Circulation Loops - WLHP Loops - Single Month - Total - Heating Mode - Flow Bins | PS-H
2320150 | 1 | Circulation Loops - WLHP Loops - Single Month - Total - Cooling Mode - Coincident Heating | PS-H
2320151 | 1 | Circulation Loops - WLHP Loops - Single Month - Total - Cooling Mode - Cooling | PS-H
2320152 | 1 | Circulation Loops - WLHP Loops - Single Month - Total - Cooling Mode - Pipe Gain | PS-H
2320153 | 1 | Circulation Loops - WLHP Loops - Single Month - Total - Cooling Mode - Net Load | PS-H
2320154 | 1 | Circulation Loops - WLHP Loops - Single Month - Total - Cooling Mode - Overload | PS-H
2320155 | 12 | Circulation Loops - WLHP Loops - Single Month - Total - Cooling Mode - Load Bins | PS-H
2320156 | 12 | Circulation Loops - WLHP Loops - Single Month - Total - Cooling Mode - Flow Bins | PS-H
2320157 | 1 | Circulation Loops - WLHP Loops - Single Month - Total - Floating Mode - Coincident Heating | PS-H
2320158 | 1 | Circulation Loops - WLHP Loops - Single Month - Total - Floating Mode - Coincident Cooling | PS-H
2320159 | 1 | Circulation Loops - WLHP Loops - Single Month - Total - Floating Mode - Pipe Gain | PS-H
2320160 | 1 | Circulation Loops - WLHP Loops - Single Month - Total - Floating Mode - Hours Floating | PS-H
2320161 | 12 | Circulation Loops - WLHP Loops - Single Month - Total - Floating Mode - Flow Bins | PS-H
2320162 | 1 | Circulation Loops - WLHP Loops - Single Month - Peak - Heating Mode - Heating | PS-H
2320163 | 1 | Circulation Loops - WLHP Loops - Single Month - Peak - Heating Mode - Coincident Cooling | PS-H
2320164 | 1 | Circulation Loops - WLHP Loops - Single Month - Peak - Heating Mode - Pipe Gain | PS-H
2320165 | 1 | Circulation Loops - WLHP Loops - Single Month - Peak - Heating Mode - Net Load | PS-H
2320166 | 1 | Circulation Loops - WLHP Loops - Single Month - Peak - Heating Mode - Overload | PS-H
2320167 | 1 | Circulation Loops - WLHP Loops - Single Month - Peak - Heating Mode - Heat Peak Month | PS-H
2320168 | 1 | Circulation Loops - WLHP Loops - Single Month - Peak - Heating Mode - Heat Peak Day | PS-H
2320169 | 1 | Circulation Loops - WLHP Loops - Single Month - Peak - Heating Mode - Cool Peak Month | PS-H
2320170 | 1 | Circulation Loops - WLHP Loops - Single Month - Peak - Heating Mode - Cool Peak Day | PS-H
2320171 | 1 | Circulation Loops - WLHP Loops - Single Month - Peak - Heating Mode - Gain Peak Month | PS-H
2320172 | 1 | Circulation Loops - WLHP Loops - Single Month - Peak - Heating Mode - Gain Peak Day | PS-H
2320173 | 1 | Circulation Loops - WLHP Loops - Single Month - Peak - Heating Mode - Net Peak Month | PS-H
2320174 | 1 | Circulation Loops - WLHP Loops - Single Month - Peak - Heating Mode - Net Peak Day | PS-H
2320175 | 1 | Circulation Loops - WLHP Loops - Single Month - Peak - Heating Mode - Overload Peak Month | PS-H
2320176 | 1 | Circulation Loops - WLHP Loops - Single Month - Peak - Heating Mode - Overload Peak Day | PS-H
2320177 | 12 | Circulation Loops - WLHP Loops - Single Month - Peak - Heating Mode - Load Bins | PS-H
2320178 | 12 | Circulation Loops - WLHP Loops - Single Month - Peak - Heating Mode - Flow Bins | PS-H
2320179 | 1 | Circulation Loops - WLHP Loops - Single Month - Peak - Cooling Mode - Coincident Heating | PS-H
2320180 | 1 | Circulation Loops - WLHP Loops - Single Month - Peak - Cooling Mode - Cooling | PS-H
2320181 | 1 | Circulation Loops - WLHP Loops - Single Month - Peak - Cooling Mode - Pipe Gain | PS-H
2320182 | 1 | Circulation Loops - WLHP Loops - Single Month - Peak - Cooling Mode - Net Load | PS-H
2320183 | 1 | Circulation Loops - WLHP Loops - Single Month - Peak - Cooling Mode - Overload | PS-H
2320184 | 1 | Circulation Loops - WLHP Loops - Single Month - Peak - Cooling Mode - Heat Peak Month | PS-H
2320185 | 1 | Circulation Loops - WLHP Loops - Single Month - Peak - Cooling Mode - Heat Peak Day | PS-H
2320186 | 1 | Circulation Loops - WLHP Loops - Single Month - Peak - Cooling Mode - Cool Peak Month | PS-H
2320187 | 1 | Circulation Loops - WLHP Loops - Single Month - Peak - Cooling Mode - Cool Peak Day | PS-H
2320188 | 1 | Circulation Loops - WLHP Loops - Single Month - Peak - Cooling Mode - Gain Peak Month | PS-H
2320189 | 1 | Circulation Loops - WLHP Loops - Single Month - Peak - Cooling Mode - Gain Peak Day | PS-H
2320190 | 1 | Circulation Loops - WLHP Loops - Single Month - Peak - Cooling Mode - Net Peak Month | PS-H
2320191 | 1 | Circulation Loops - WLHP Loops - Single Month - Peak - Cooling Mode - Net Peak Day | PS-H
2320192 | 1 | Circulation Loops - WLHP Loops - Single Month - Peak - Cooling Mode - Overload Peak Month | PS-H
2320193 | 1 | Circulation Loops - WLHP Loops - Single Month - Peak - Cooling Mode - Overload Peak Day | PS-H
2320194 | 12 | Circulation Loops - WLHP Loops - Single Month - Peak - Cooling Mode - Load Bins | PS-H
2320195 | 12 | Circulation Loops - WLHP Loops - Single Month - Peak - Cooling Mode - Flow Bins | PS-H
2320196 | 1 | Circulation Loops - WLHP Loops - Single Month - Peak - Floating Mode - Coincident Heating | PS-H
2320197 | 1 | Circulation Loops - WLHP Loops - Single Month - Peak - Floating Mode - Coincident Cooling | PS-H
2320198 | 1 | Circulation Loops - WLHP Loops - Single Month - Peak - Floating Mode - Pipe Gain | PS-H
2320199 | 1 | Circulation Loops - WLHP Loops - Single Month - Peak - Floating Mode - Heat Peak Month | PS-H
2320200 | 1 | Circulation Loops - WLHP Loops - Single Month - Peak - Floating Mode - Heat Peak Day | PS-H
2320201 | 1 | Circulation Loops - WLHP Loops - Single Month - Peak - Floating Mode - Cool Peak Month | PS-H
2320202 | 1 | Circulation Loops - WLHP Loops - Single Month - Peak - Floating Mode - Cool Peak Day | PS-H
2320203 | 1 | Circulation Loops - WLHP Loops - Single Month - Peak - Floating Mode - Gain Peak Month | PS-H
2320204 | 1 | Circulation Loops - WLHP Loops - Single Month - Peak - Floating Mode - Gain Peak Day | PS-H
2320205 | 1 | Circulation Loops - WLHP Loops - Single Month - Peak - Floating Mode - Hours Floating | PS-H
2320206 | 12 | Circulation Loops - WLHP Loops - Single Month - Peak - Floating Mode - Flow Bins | PS-H
2321001 | 1 | DW Heaters - Design Parameters - Domestic Water Loop | PS-H
2321002 | 1 | DW Heaters - Design Parameters - Type | PS-H
2321003 | 1 | DW Heaters - Design Parameters - Capacity | PS-H
2321004 | 1 | DW Heaters - Design Parameters - Flow | PS-H
2321005 | 1 | DW Heaters - Design Parameters - Electric Input Ratio | PS-H
2321006 | 1 | DW Heaters - Design Parameters - Fuel Input Ratio | PS-H
2321007 | 1 | DW Heaters - Design Parameters - Auxiliary Power | PS-H
2321008 | 1 | DW Heaters - Design Parameters - Tank Volume | PS-H
2321009 | 1 | DW Heaters - Design Parameters - Tank Loss Coefficient | PS-H
2321010 | 1 | DW Heaters - Annual Performance - Total - Heat Load | PS-H
2321011 | 1 | DW Heaters - Annual Performance - Total - Electrical Use | PS-H
2321012 | 1 | DW Heaters - Annual Performance - Total - Fuel Use | PS-H
2321013 | 1 | DW Heaters - Annual Performance - Total - Auxiliary Energy | PS-H
2321014 | 12 | DW Heaters - Annual Performance - Total - Part Load Bins - Load | PS-H
2321015 | 12 | DW Heaters - Annual Performance - Total - Part Load Bins - Electrical | PS-H
2321016 | 12 | DW Heaters - Annual Performance - Total - Part Load Bins - Fuel | PS-H
2321017 | 1 | DW Heaters - Annual Performance - Peak - Heat Load | PS-H
2321018 | 1 | DW Heaters - Annual Performance - Peak - Electrical Use | PS-H
2321019 | 1 | DW Heaters - Annual Performance - Peak - Fuel Use | PS-H
2321020 | 1 | DW Heaters - Annual Performance - Peak - Auxiliary Energy | PS-H
2321021 | 1 | DW Heaters - Annual Performance - Peak - Peak Load Month | PS-H
2321022 | 1 | DW Heaters - Annual Performance - Peak - Peak Load Day | PS-H
2321023 | 1 | DW Heaters - Annual Performance - Peak - Peak Electric Month | PS-H
2321024 | 1 | DW Heaters - Annual Performance - Peak - Peak Electric Day | PS-H
2321025 | 1 | DW Heaters - Annual Performance - Peak - Peak Fuel Month | PS-H
2321026 | 1 | DW Heaters - Annual Performance - Peak - Peak Fuel Day | PS-H
2321027 | 1 | DW Heaters - Annual Performance - Peak - Peak Aux. Month | PS-H
2321028 | 1 | DW Heaters - Annual Performance - Peak - Peak Aux. Day | PS-H
2321029 | 12 | DW Heaters - Annual Performance - Peak - Part Load Bins - Load | PS-H
2321030 | 12 | DW Heaters - Annual Performance - Peak - Part Load Bins - Electrical | PS-H
2321031 | 12 | DW Heaters - Annual Performance - Peak - Part Load Bins - Fuel | PS-H
2321032 | 12 | DW Heaters - All Months - Totals - Heat Load | PS-H
2321033 | 12 | DW Heaters - All Months - Totals - Electrical Use | PS-H
2321034 | 12 | DW Heaters - All Months - Totals - Fuel Use | PS-H
2321035 | 12 | DW Heaters - All Months - Totals - Auxiliary Energy | PS-H
2321036 | 12 | DW Heaters - All Months - Peaks - Heat Load | PS-H
2321037 | 12 | DW Heaters - All Months - Peaks - Electrical Use | PS-H
2321038 | 12 | DW Heaters - All Months - Peaks - Fuel Use | PS-H
2321039 | 12 | DW Heaters - All Months - Peaks - Auxiliary Energy | PS-H
2321040 | 12 | DW Heaters - All Months - Peaks - Peak Load Day | PS-H
2321041 | 12 | DW Heaters - All Months - Peaks - Peak Load Hour | PS-H
2321042 | 12 | DW Heaters - All Months - Peaks - Peak Electric Day | PS-H
2321043 | 12 | DW Heaters - All Months - Peaks - Peak Electric Hour | PS-H
2321044 | 12 | DW Heaters - All Months - Peaks - Peak Fuel Day | PS-H
2321045 | 12 | DW Heaters - All Months - Peaks - Peak Fuel Hour | PS-H
2321046 | 12 | DW Heaters - All Months - Peaks - Peak Aux. Day | PS-H
2321047 | 12 | DW Heaters - All Months - Peaks - Peak Aux. Hour | PS-H
2321048 | 1 | DW Heaters - Single Month - Total - Heat Load | PS-H
2321049 | 1 | DW Heaters - Single Month - Total - Electrical Use | PS-H
2321050 | 1 | DW Heaters - Single Month - Total - Fuel Use | PS-H
2321051 | 1 | DW Heaters - Single Month - Total - Auxiliary Energy | PS-H
2321052 | 12 | DW Heaters - Single Month - Total - Part Load Bins - Load | PS-H
2321053 | 12 | DW Heaters - Single Month - Total - Part Load Bins - Electrical | PS-H
2321054 | 12 | DW Heaters - Single Month - Total - Part Load Bins - Fuel | PS-H
2321055 | 1 | DW Heaters - Single Month - Peak - Heat Load | PS-H
2321056 | 1 | DW Heaters - Single Month - Peak - Electrical Use | PS-H
2321057 | 1 | DW Heaters - Single Month - Peak - Fuel Use | PS-H
2321058 | 1 | DW Heaters - Single Month - Peak - Auxiliary Energy | PS-H
2321059 | 1 | DW Heaters - Single Month - Peak - Peak Load Day | PS-H
2321060 | 1 | DW Heaters - Single Month - Peak - Peak Load Hour | PS-H
2321061 | 1 | DW Heaters - Single Month - Peak - Peak Electric Day | PS-H
2321062 | 1 | DW Heaters - Single Month - Peak - Peak Electric Hour | PS-H
2321063 | 1 | DW Heaters - Single Month - Peak - Peak Fuel Day | PS-H
2321064 | 1 | DW Heaters - Single Month - Peak - Peak Fuel Hour | PS-H
2321065 | 1 | DW Heaters - Single Month - Peak - Peak Aux. Day | PS-H
2321066 | 1 | DW Heaters - Single Month - Peak - Peak Aux. Hour | PS-H
2322001 | 1 | Thermal Storage - Design Parameters - Type | PS-H
2322002 | 1 | Thermal Storage - Design Parameters - Discharge Loop | PS-H
2322003 | 1 | Thermal Storage - Design Parameters - Discharge Rate | PS-H
2322004 | 1 | Thermal Storage - Design Parameters - Discharge Flow | PS-H
2322005 | 1 | Thermal Storage - Design Parameters - Storage Capacity | PS-H
2322006 | 1 | Thermal Storage - Design Parameters - Charge Loop | PS-H
2322007 | 1 | Thermal Storage - Design Parameters - Charge Rate | PS-H
2322008 | 1 | Thermal Storage - Design Parameters - Charge Flow | PS-H
2322009 | 1 | Thermal Storage - Annual Performance - Total - Discharge Load | PS-H
2322010 | 1 | Thermal Storage - Annual Performance - Total - Charge Load | PS-H
2322011 | 1 | Thermal Storage - Annual Performance - Total - Storage Loss | PS-H
2322012 | 1 | Thermal Storage - Annual Performance - Total - Auxiliary Energy | PS-H
2322013 | 12 | Thermal Storage - Annual Performance - Total - Part Load Bins - Discharging | PS-H
2322014 | 12 | Thermal Storage - Annual Performance - Total - Part Load Bins - Charging | PS-H
2322015 | 1 | Thermal Storage - Annual Performance - Total - Residual Energy in Tank | PS-H
2322016 | 1 | Thermal Storage - Annual Performance - Peak - Discharge Load | PS-H
2322017 | 1 | Thermal Storage - Annual Performance - Peak - Charge Load | PS-H
2322018 | 1 | Thermal Storage - Annual Performance - Peak - Storage Loss | PS-H
2322019 | 1 | Thermal Storage - Annual Performance - Peak - Auxiliary Energy | PS-H
2322020 | 1 | Thermal Storage - Annual Performance - Peak - Discharge Month | PS-H
2322021 | 1 | Thermal Storage - Annual Performance - Peak - Discharge Day | PS-H
2322022 | 1 | Thermal Storage - Annual Performance - Peak - Charge Month | PS-H
2322023 | 1 | Thermal Storage - Annual Performance - Peak - Charge Day | PS-H
2322024 | 1 | Thermal Storage - Annual Performance - Peak - Loss Month | PS-H
2322025 | 1 | Thermal Storage - Annual Performance - Peak - Loss Day | PS-H
2322026 | 1 | Thermal Storage - Annual Performance - Peak - Aux. Month | PS-H
2322027 | 1 | Thermal Storage - Annual Performance - Peak - Aux. Day | PS-H
2322028 | 12 | Thermal Storage - Annual Performance - Peak - Part Load Bins - Discharging | PS-H
2322029 | 12 | Thermal Storage - Annual Performance - Peak - Part Load Bins - Charging | PS-H
2322030 | 12 | Thermal Storage - All Months - Totals - Discharge Load | PS-H
2322031 | 12 | Thermal Storage - All Months - Totals - Charge Load | PS-H
2322032 | 12 | Thermal Storage - All Months - Totals - Storage Loss | PS-H
2322033 | 12 | Thermal Storage - All Months - Totals - Auxiliary Energy | PS-H
2322034 | 12 | Thermal Storage - All Months - Peaks - Discharge Load | PS-H
2322035 | 12 | Thermal Storage - All Months - Peaks - Charge Load | PS-H
2322036 | 12 | Thermal Storage - All Months - Peaks - Storage Loss | PS-H
2322037 | 12 | Thermal Storage - All Months - Peaks - Auxiliary Energy | PS-H
2322038 | 12 | Thermal Storage - All Months - Peaks - Discharge Month | PS-H
2322039 | 12 | Thermal Storage - All Months - Peaks - Discharge Day | PS-H
2322040 | 12 | Thermal Storage - All Months - Peaks - Charge Month | PS-H
2322041 | 12 | Thermal Storage - All Months - Peaks - Charge Day | PS-H
2322042 | 12 | Thermal Storage - All Months - Peaks - Loss Month | PS-H
2322043 | 12 | Thermal Storage - All Months - Peaks - Loss Day | PS-H
2322044 | 12 | Thermal Storage - All Months - Peaks - Aux. Month | PS-H
2322045 | 12 | Thermal Storage - All Months - Peaks - Aux. Day | PS-H
2322046 | 1 | Thermal Storage - Single Month - Total - Discharge Load | PS-H
2322047 | 1 | Thermal Storage - Single Month - Total - Charge Load | PS-H
2322048 | 1 | Thermal Storage - Single Month - Total - Storage Loss | PS-H
2322049 | 1 | Thermal Storage - Single Month - Total - Auxiliary Energy | PS-H
2322050 | 12 | Thermal Storage - Single Month - Total - Part Load Bins - Discharging | PS-H
2322051 | 12 | Thermal Storage - Single Month - Total - Part Load Bins - Charging | PS-H
2322052 | 1 | Thermal Storage - Single Month - Peak - Discharge Load | PS-H
2322053 | 1 | Thermal Storage - Single Month - Peak - Charge Load | PS-H
2322054 | 1 | Thermal Storage - Single Month - Peak - Storage Loss | PS-H
2322055 | 1 | Thermal Storage - Single Month - Peak - Auxiliary Energy | PS-H
2322056 | 1 | Thermal Storage - Single Month - Peak - Discharge Month | PS-H
2322057 | 1 | Thermal Storage - Single Month - Peak - Discharge Day | PS-H
2322058 | 1 | Thermal Storage - Single Month - Peak - Charge Month | PS-H
2322059 | 1 | Thermal Storage - Single Month - Peak - Charge Day | PS-H
2322060 | 1 | Thermal Storage - Single Month - Peak - Loss Month | PS-H
2322061 | 1 | Thermal Storage - Single Month - Peak - Loss Day | PS-H
2322062 | 1 | Thermal Storage - Single Month - Peak - Aux. Month | PS-H
2322063 | 1 | Thermal Storage - Single Month - Peak - Aux. Day | PS-H
2322064 | 12 | Thermal Storage - Single Month - Peak - Part Load Bins - Discharging | PS-H
2322065 | 12 | Thermal Storage - Single Month - Peak - Part Load Bins - Charging | PS-H
2401001 | 1 | Pump - Number of Pumps | PV-A
2401002 | 1 | Pump - Flow (gal/min) | PV-A
2401003 | 1 | Pump - Head (ft) | PV-A
2401004 | 1 | Pump - Head Setpoint (ft) | PV-A
2401005 | 1 | Pump - Power (kW) | PV-A
2401006 | 1 | Pump - Mechanical Eff (frac) | PV-A
2401007 | 1 | Pump - Motor Eff (frac) | PV-A
2401021 | 1 | Cooling Tower - Capacity (Btu/hr) | PV-A
2401022 | 1 | Cooling Tower - Flow (gal/min) | PV-A
2401031 | 1 | Circulation Loop - Heating Capacity (Btu/hr) | PV-A
2401032 | 1 | Circulation Loop - Cooling Capacity (Btu/hr) | PV-A
2401033 | 1 | Circulation Loop - Flow (gal/min) | PV-A
2401034 | 1 | Circulation Loop - Total Head (ft) | PV-A
2401035 | 1 | Circulation Loop - Supply UA Product (Btu/hr-°F) | PV-A
2401036 | 1 | Circulation Loop - Supply Loss DT (°F) | PV-A
2401037 | 1 | Circulation Loop - Return UA Product (Btu/hr-°F) | PV-A
2401038 | 1 | Circulation Loop - Return Loss DT (°F) | PV-A
2401039 | 1 | Circulation Loop - Loop Volume (gal) | PV-A
2401040 | 1 | Circulation Loop - Fluid Heat Capacity (Btu/lb-°F) | PV-A
2401051 | 1 | Primary Equipment (Chillers) - Capacity (Btu/hr) | PV-A
2401052 | 1 | Primary Equipment (Chillers) - Flow (gal/min) | PV-A
2401061 | 1 | Primary Equipment (Boilers) - Capacity (Btu/hr) | PV-A
2401062 | 1 | Primary Equipment (Boilers) - Flow (gal/min) | PV-A
2501001 | 1 | Total Site Energy (TDV-BTU) | TDV1
2501002 | 1 | Total Site Energy (TDV-BTU) / Gross Area | TDV1
2501003 | 1 | Total Site Energy (TDV-BTU) / Net Area | TDV1
2501004 | 1 | Total Source Energy (TDV-BTU) | TDV1
2501005 | 1 | Total Source Energy (TDV-BTU) / Gross Area | TDV1
2501006 | 1 | Total Source Energy (TDV-BTU) / Net Area | TDV1
2501007 | 1 | Percent of Hours System Zone Outside Throttling Range | TDV1
2501008 | 1 | Percent of Hours Plant Load Not Satisfied | TDV1
2501009 | 1 | Total Annual Energy (TDV-BTU) - Lights | TDV1
2501010 | 1 | Total Annual Energy (TDV-BTU) - Task Lights | TDV1
2501011 | 1 | Total Annual Energy (TDV-BTU) - Misc Equip | TDV1
2501012 | 1 | Total Annual Energy (TDV-BTU) - Space Heating | TDV1
2501013 | 1 | Total Annual Energy (TDV-BTU) - Space Cooling | TDV1
2501014 | 1 | Total Annual Energy (TDV-BTU) - Heat Rejection | TDV1
2501015 | 1 | Total Annual Energy (TDV-BTU) - Pumps & Aux | TDV1
2501016 | 1 | Total Annual Energy (TDV-BTU) - Ventilation Fans | TDV1
2501017 | 1 | Total Annual Energy (TDV-BTU) - Refrigeration Display | TDV1
2501018 | 1 | Total Annual Energy (TDV-BTU) - Ht Pump Supplemental Heat | TDV1
2501019 | 1 | Total Annual Energy (TDV-BTU) - Domestic Hot Water | TDV1
2501020 | 1 | Total Annual Energy (TDV-BTU) - Exterior Usage | TDV1
2501021 | 1 | Total Annual Energy (TDV-BTU) - Total (across all end-uses) | TDV1
2501022 | 1 | Number of hours any zone Cooling load not met | TDV1
2501023 | 1 | Number of hours any zone Heating load not met | TDV1
2501024 | 13 | Annual Energy (TDV-BTU) - Single Electric Meter - End-Use List (+ total) | TDV1
2501025 | 1 | Annual Energy (TDV-BTU) - Single Electric Meter - Lights | TDV1
2501026 | 1 | Annual Energy (TDV-BTU) - Single Electric Meter - Task Lights | TDV1
2501027 | 1 | Annual Energy (TDV-BTU) - Single Electric Meter - Misc Equip | TDV1
2501028 | 1 | Annual Energy (TDV-BTU) - Single Electric Meter - Space Heating | TDV1
2501029 | 1 | Annual Energy (TDV-BTU) - Single Electric Meter - Space Cooling | TDV1
2501030 | 1 | Annual Energy (TDV-BTU) - Single Electric Meter - Heat Rejection | TDV1
2501031 | 1 | Annual Energy (TDV-BTU) - Single Electric Meter - Pumps & Aux | TDV1
2501032 | 1 | Annual Energy (TDV-BTU) - Single Electric Meter - Ventilation Fans | TDV1
2501033 | 1 | Annual Energy (TDV-BTU) - Single Electric Meter - Refrigeration Display | TDV1
2501034 | 1 | Annual Energy (TDV-BTU) - Single Electric Meter - Ht Pump Supplemental Heat | TDV1
2501035 | 1 | Annual Energy (TDV-BTU) - Single Electric Meter - Domestic Hot Water | TDV1
2501036 | 1 | Annual Energy (TDV-BTU) - Single Electric Meter - Exterior Usage | TDV1
2501037 | 1 | Annual Energy (TDV-BTU) - Single Electric Meter - Total (across all end-uses) | TDV1
2502003 | 1 | Energy Utilities - Electricity (one meter) - TDV - Annual - Energy | TDV3
2502004 | 1 | Energy Utilities - Electricity (one meter) - TDV - Annual - Peak Demand | TDV3
2502005 | 1 | Energy Utilities - Electricity (one meter) - TDV - Annual - Peak Month | TDV3
2502006 | 1 | Energy Utilities - Electricity (one meter) - TDV - Annual - Peak Day | TDV3
2502007 | 1 | Energy Utilities - Electricity (one meter) - TDV - Annual - kBtu/kWh | TDV3
2502008 | 1 | Energy Utilities - Electricity (one meter) - TDV - Annual - Unweighted Max | TDV3
2502009 | 1 | Energy Utilities - Electricity (one meter) - TDV - Annual - Unweighted Min | TDV3
2502010 | 1 | Energy Utilities - Electricity (one meter) - TDV - Annual - Unweighted Average | TDV3
2502011 | 1 | Energy Utilities - Electricity (one meter) - TDV - Annual - Transformer Loss | TDV3
2502012 | 13 | Energy Utilities - Electricity (one meter) - TDV - Annual - Energy By End-Use - End-Use List | TDV3
2502013 | 1 | Energy Utilities - Electricity (one meter) - TDV - Annual - Energy By End-Use - Lights | TDV3
2502014 | 1 | Energy Utilities - Electricity (one meter) - TDV - Annual - Energy By End-Use - Task Lights | TDV3
2502015 | 1 | Energy Utilities - Electricity (one meter) - TDV - Annual - Energy By End-Use - Misc. Equip | TDV3
2502016 | 1 | Energy Utilities - Electricity (one meter) - TDV - Annual - Energy By End-Use - Space Heating | TDV3
2502017 | 1 | Energy Utilities - Electricity (one meter) - TDV - Annual - Energy By End-Use - Space Cooling | TDV3
2502018 | 1 | Energy Utilities - Electricity (one meter) - TDV - Annual - Energy By End-Use - Heat Rejection | TDV3
2502019 | 1 | Energy Utilities - Electricity (one meter) - TDV - Annual - Energy By End-Use - Pumps & Aux. | TDV3
2502020 | 1 | Energy Utilities - Electricity (one meter) - TDV - Annual - Energy By End-Use - Ventilation Fans | TDV3
2502021 | 1 | Energy Utilities - Electricity (one meter) - TDV - Annual - Energy By End-Use - Refrigeration | TDV3
2502022 | 1 | Energy Utilities - Electricity (one meter) - TDV - Annual - Energy By End-Use - Heat Pump Supp. | TDV3
2502023 | 1 | Energy Utilities - Electricity (one meter) - TDV - Annual - Energy By End-Use - Dom. Hot Water | TDV3
2502024 | 1 | Energy Utilities - Electricity (one meter) - TDV - Annual - Energy By End-Use - Exterior Usage | TDV3
2502025 | 13 | Energy Utilities - Electricity (one meter) - TDV - Annual - Peak By End-Use - End-Use List | TDV3
2502026 | 1 | Energy Utilities - Electricity (one meter) - TDV - Annual - Peak By End-Use - Lights | TDV3
2502027 | 1 | Energy Utilities - Electricity (one meter) - TDV - Annual - Peak By End-Use - Task Lights | TDV3
2502028 | 1 | Energy Utilities - Electricity (one meter) - TDV - Annual - Peak By End-Use - Misc. Equip | TDV3
2502029 | 1 | Energy Utilities - Electricity (one meter) - TDV - Annual - Peak By End-Use - Space Heating | TDV3
2502030 | 1 | Energy Utilities - Electricity (one meter) - TDV - Annual - Peak By End-Use - Space Cooling | TDV3
2502031 | 1 | Energy Utilities - Electricity (one meter) - TDV - Annual - Peak By End-Use - Heat Rejection | TDV3
2502032 | 1 | Energy Utilities - Electricity (one meter) - TDV - Annual - Peak By End-Use - Pumps & Aux. | TDV3
2502033 | 1 | Energy Utilities - Electricity (one meter) - TDV - Annual - Peak By End-Use - Ventilation Fans | TDV3
2502034 | 1 | Energy Utilities - Electricity (one meter) - TDV - Annual - Peak By End-Use - Refrigeration | TDV3
2502035 | 1 | Energy Utilities - Electricity (one meter) - TDV - Annual - Peak By End-Use - Heat Pump Supp. | TDV3
2502036 | 1 | Energy Utilities - Electricity (one meter) - TDV - Annual - Peak By End-Use - Dom. Hot Water | TDV3
2502037 | 1 | Energy Utilities - Electricity (one meter) - TDV - Annual - Peak By End-Use - Exterior Usage | TDV3
2502038 | 1 | Energy Utilities - Electricity (one meter) - TDV - Annual - Peak By End-Use - Month - Lights | TDV3
2502039 | 1 | Energy Utilities - Electricity (one meter) - TDV - Annual - Peak By End-Use - Month - Task Lights | TDV3
2502040 | 1 | Energy Utilities - Electricity (one meter) - TDV - Annual - Peak By End-Use - Month - Misc. Equip | TDV3
2502041 | 1 | Energy Utilities - Electricity (one meter) - TDV - Annual - Peak By End-Use - Month - Space Heating | TDV3
2502042 | 1 | Energy Utilities - Electricity (one meter) - TDV - Annual - Peak By End-Use - Month - Space Cooling | TDV3
2502043 | 1 | Energy Utilities - Electricity (one meter) - TDV - Annual - Peak By End-Use - Month - Heat Rejection | TDV3
2502044 | 1 | Energy Utilities - Electricity (one meter) - TDV - Annual - Peak By End-Use - Month - Pumps & Aux. | TDV3
2502045 | 1 | Energy Utilities - Electricity (one meter) - TDV - Annual - Peak By End-Use - Month - Ventilation Fans | TDV3
2502059 | 1 | Energy Utilities - Electricity (one meter) - TDV - Annual - Peak By End-Use - Month - Refrigeration | TDV3
2502047 | 1 | Energy Utilities - Electricity (one meter) - TDV - Annual - Peak By End-Use - Month - Heat Pump Supp. | TDV3
2502048 | 1 | Energy Utilities - Electricity (one meter) - TDV - Annual - Peak By End-Use - Month - Dom. Hot Water | TDV3
2502049 | 1 | Energy Utilities - Electricity (one meter) - TDV - Annual - Peak By End-Use - Month - Exterior Usage | TDV3
2502050 | 1 | Energy Utilities - Electricity (one meter) - TDV - Annual - Peak By End-Use - Day - Lights | TDV3
2502051 | 1 | Energy Utilities - Electricity (one meter) - TDV - Annual - Peak By End-Use - Day - Task Lights | TDV3
2502052 | 1 | Energy Utilities - Electricity (one meter) - TDV - Annual - Peak By End-Use - Day - Misc. Equip | TDV3
2502053 | 1 | Energy Utilities - Electricity (one meter) - TDV - Annual - Peak By End-Use - Day - Space Heating | TDV3
2502054 | 1 | Energy Utilities - Electricity (one meter) - TDV - Annual - Peak By End-Use - Day - Space Cooling | TDV3
2502055 | 1 | Energy Utilities - Electricity (one meter) - TDV - Annual - Peak By End-Use - Day - Heat Rejection | TDV3
2502056 | 1 | Energy Utilities - Electricity (one meter) - TDV - Annual - Peak By End-Use - Day - Pumps & Aux. | TDV3
2502057 | 1 | Energy Utilities - Electricity (one meter) - TDV - Annual - Peak By End-Use - Day - Ventilation Fans | TDV3
2502058 | 1 | Energy Utilities - Electricity (one meter) - TDV - Annual - Peak By End-Use - Day - Refrigeration | TDV3
2502059 | 1 | Energy Utilities - Electricity (one meter) - TDV - Annual - Peak By End-Use - Day - Heat Pump Supp. | TDV3
2502060 | 1 | Energy Utilities - Electricity (one meter) - TDV - Annual - Peak By End-Use - Day - Dom. Hot Water | TDV3
2502061 | 1 | Energy Utilities - Electricity (one meter) - TDV - Annual - Peak By End-Use - Day - Exterior Usage | TDV3
2502062 | 13 | Energy Utilities - Electricity (one meter) - TDV - Annual - kBtu/kWh - End-Use List | TDV3
2502063 | 1 | Energy Utilities - Electricity (one meter) - TDV - Annual - kBtu/kWh - Lights | TDV3
2502064 | 1 | Energy Utilities - Electricity (one meter) - TDV - Annual - kBtu/kWh - Task Lights | TDV3
2502065 | 1 | Energy Utilities - Electricity (one meter) - TDV - Annual - kBtu/kWh - Misc. Equip | TDV3
2502066 | 1 | Energy Utilities - Electricity (one meter) - TDV - Annual - kBtu/kWh - Space Heating | TDV3
2502067 | 1 | Energy Utilities - Electricity (one meter) - TDV - Annual - kBtu/kWh - Space Cooling | TDV3
2502068 | 1 | Energy Utilities - Electricity (one meter) - TDV - Annual - kBtu/kWh - Heat Rejection | TDV3
2502069 | 1 | Energy Utilities - Electricity (one meter) - TDV - Annual - kBtu/kWh - Pumps & Aux. | TDV3
2502070 | 1 | Energy Utilities - Electricity (one meter) - TDV - Annual - kBtu/kWh - Ventilation Fans | TDV3
2502071 | 1 | Energy Utilities - Electricity (one meter) - TDV - Annual - kBtu/kWh - Refrigeration | TDV3
2502072 | 1 | Energy Utilities - Electricity (one meter) - TDV - Annual - kBtu/kWh - Heat Pump Supp. | TDV3
2502073 | 1 | Energy Utilities - Electricity (one meter) - TDV - Annual - kBtu/kWh - Dom. Hot Water | TDV3
2502074 | 1 | Energy Utilities - Electricity (one meter) - TDV - Annual - kBtu/kWh - Exterior Usage | TDV3
2502075 | 12 | Energy Utilities - Electricity (one meter) - TDV - All Months - Energy | TDV3
2502076 | 12 | Energy Utilities - Electricity (one meter) - TDV - All Months - Peak Demand | TDV3
2502077 | 12 | Energy Utilities - Electricity (one meter) - TDV - All Months - Peak Month | TDV3
2502078 | 12 | Energy Utilities - Electricity (one meter) - TDV - All Months - Peak Day | TDV3
2502079 | 12 | Energy Utilities - Electricity (one meter) - TDV - All Months - kBtu/kWh | TDV3
2502080 | 12 | Energy Utilities - Electricity (one meter) - TDV - All Months - Unweighted Max | TDV3
2502081 | 12 | Energy Utilities - Electricity (one meter) - TDV - All Months - Unweighted Min | TDV3
2502082 | 12 | Energy Utilities - Electricity (one meter) - TDV - All Months - Unweighted Average | TDV3
2502083 | 12 | Energy Utilities - Electricity (one meter) - TDV - All Months - Energy By End-Use - Lights | TDV3
2502084 | 12 | Energy Utilities - Electricity (one meter) - TDV - All Months - Energy By End-Use - Task Lights | TDV3
2502085 | 12 | Energy Utilities - Electricity (one meter) - TDV - All Months - Energy By End-Use - Misc. Equip | TDV3
2502086 | 12 | Energy Utilities - Electricity (one meter) - TDV - All Months - Energy By End-Use - Space Heating | TDV3
2502087 | 12 | Energy Utilities - Electricity (one meter) - TDV - All Months - Energy By End-Use - Space Cooling | TDV3
2502088 | 12 | Energy Utilities - Electricity (one meter) - TDV - All Months - Energy By End-Use - Heat Rejection | TDV3
2502089 | 12 | Energy Utilities - Electricity (one meter) - TDV - All Months - Energy By End-Use - Pumps & Aux. | TDV3
2502090 | 12 | Energy Utilities - Electricity (one meter) - TDV - All Months - Energy By End-Use - Ventilation Fans | TDV3
2502091 | 12 | Energy Utilities - Electricity (one meter) - TDV - All Months - Energy By End-Use - Refrigeration | TDV3
2502092 | 12 | Energy Utilities - Electricity (one meter) - TDV - All Months - Energy By End-Use - Heat Pump Supp. | TDV3
2502093 | 12 | Energy Utilities - Electricity (one meter) - TDV - All Months - Energy By End-Use - Dom. Hot Water | TDV3
2502094 | 12 | Energy Utilities - Electricity (one meter) - TDV - All Months - Energy By End-Use - Exterior Usage | TDV3
2502095 | 12 | Energy Utilities - Electricity (one meter) - TDV - All Months - Peak By End-Use - Lights | TDV3
2502096 | 12 | Energy Utilities - Electricity (one meter) - TDV - All Months - Peak By End-Use - Task Lights | TDV3
2502097 | 12 | Energy Utilities - Electricity (one meter) - TDV - All Months - Peak By End-Use - Misc. Equip | TDV3
2502098 | 12 | Energy Utilities - Electricity (one meter) - TDV - All Months - Peak By End-Use - Space Heating | TDV3
2502099 | 12 | Energy Utilities - Electricity (one meter) - TDV - All Months - Peak By End-Use - Space Cooling | TDV3
2502100 | 12 | Energy Utilities - Electricity (one meter) - TDV - All Months - Peak By End-Use - Heat Rejection | TDV3
2502101 | 12 | Energy Utilities - Electricity (one meter) - TDV - All Months - Peak By End-Use - Pumps & Aux. | TDV3
2502102 | 12 | Energy Utilities - Electricity (one meter) - TDV - All Months - Peak By End-Use - Ventilation Fans | TDV3
2502103 | 12 | Energy Utilities - Electricity (one meter) - TDV - All Months - Peak By End-Use - Refrigeration | TDV3
2502104 | 12 | Energy Utilities - Electricity (one meter) - TDV - All Months - Peak By End-Use - Heat Pump Supp. | TDV3
2502105 | 12 | Energy Utilities - Electricity (one meter) - TDV - All Months - Peak By End-Use - Dom. Hot Water | TDV3
2502106 | 12 | Energy Utilities - Electricity (one meter) - TDV - All Months - Peak By End-Use - Exterior Usage | TDV3
2502107 | 12 | Energy Utilities - Electricity (one meter) - TDV - All Months - Peak By End-Use - Month - Lights | TDV3
2502108 | 12 | Energy Utilities - Electricity (one meter) - TDV - All Months - Peak By End-Use - Month - Task Lights | TDV3
2502109 | 12 | Energy Utilities - Electricity (one meter) - TDV - All Months - Peak By End-Use - Month - Misc. Equip | TDV3
2502110 | 12 | Energy Utilities - Electricity (one meter) - TDV - All Months - Peak By End-Use - Month - Space Heating | TDV3
2502111 | 12 | Energy Utilities - Electricity (one meter) - TDV - All Months - Peak By End-Use - Month - Space Cooling | TDV3
2502112 | 12 | Energy Utilities - Electricity (one meter) - TDV - All Months - Peak By End-Use - Month - Heat Rejection | TDV3
2502113 | 12 | Energy Utilities - Electricity (one meter) - TDV - All Months - Peak By End-Use - Month - Pumps & Aux. | TDV3
2502114 | 12 | Energy Utilities - Electricity (one meter) - TDV - All Months - Peak By End-Use - Month - Ventilation Fans | TDV3
2502115 | 12 | Energy Utilities - Electricity (one meter) - TDV - All Months - Peak By End-Use - Month - Refrigeration | TDV3
2502116 | 12 | Energy Utilities - Electricity (one meter) - TDV - All Months - Peak By End-Use - Month - Heat Pump Supp. | TDV3
2502117 | 12 | Energy Utilities - Electricity (one meter) - TDV - All Months - Peak By End-Use - Month - Dom. Hot Water | TDV3
2502118 | 12 | Energy Utilities - Electricity (one meter) - TDV - All Months - Peak By End-Use - Month - Exterior Usage | TDV3
2502119 | 12 | Energy Utilities - Electricity (one meter) - TDV - All Months - Peak By End-Use - Day - Lights | TDV3
2502120 | 12 | Energy Utilities - Electricity (one meter) - TDV - All Months - Peak By End-Use - Day - Task Lights | TDV3
2502121 | 12 | Energy Utilities - Electricity (one meter) - TDV - All Months - Peak By End-Use - Day - Misc. Equip | TDV3
2502122 | 12 | Energy Utilities - Electricity (one meter) - TDV - All Months - Peak By End-Use - Day - Space Heating | TDV3
2502123 | 12 | Energy Utilities - Electricity (one meter) - TDV - All Months - Peak By End-Use - Day - Space Cooling | TDV3
2502124 | 12 | Energy Utilities - Electricity (one meter) - TDV - All Months - Peak By End-Use - Day - Heat Rejection | TDV3
2502125 | 12 | Energy Utilities - Electricity (one meter) - TDV - All Months - Peak By End-Use - Day - Pumps & Aux. | TDV3
2502126 | 12 | Energy Utilities - Electricity (one meter) - TDV - All Months - Peak By End-Use - Day - Ventilation Fans | TDV3
2502127 | 12 | Energy Utilities - Electricity (one meter) - TDV - All Months - Peak By End-Use - Day - Refrigeration | TDV3
2502128 | 12 | Energy Utilities - Electricity (one meter) - TDV - All Months - Peak By End-Use - Day - Heat Pump Supp. | TDV3
2502129 | 12 | Energy Utilities - Electricity (one meter) - TDV - All Months - Peak By End-Use - Day - Dom. Hot Water | TDV3
2502130 | 12 | Energy Utilities - Electricity (one meter) - TDV - All Months - Peak By End-Use - Day - Exterior Usage | TDV3
2502131 | 12 | Energy Utilities - Electricity (one meter) - TDV - All Months - kBtu/kWh - Lights | TDV3
2502132 | 12 | Energy Utilities - Electricity (one meter) - TDV - All Months - kBtu/kWh - Task Lights | TDV3
2502133 | 12 | Energy Utilities - Electricity (one meter) - TDV - All Months - kBtu/kWh - Misc. Equip | TDV3
2502134 | 12 | Energy Utilities - Electricity (one meter) - TDV - All Months - kBtu/kWh - Space Heating | TDV3
2502135 | 12 | Energy Utilities - Electricity (one meter) - TDV - All Months - kBtu/kWh - Space Cooling | TDV3
2502136 | 12 | Energy Utilities - Electricity (one meter) - TDV - All Months - kBtu/kWh - Heat Rejection | TDV3
2502137 | 12 | Energy Utilities - Electricity (one meter) - TDV - All Months - kBtu/kWh - Pumps & Aux. | TDV3
2502138 | 12 | Energy Utilities - Electricity (one meter) - TDV - All Months - kBtu/kWh - Ventilation Fans | TDV3
2502139 | 12 | Energy Utilities - Electricity (one meter) - TDV - All Months - kBtu/kWh - Refrigeration | TDV3
2502140 | 12 | Energy Utilities - Electricity (one meter) - TDV - All Months - kBtu/kWh - Heat Pump Supp. | TDV3
2502141 | 12 | Energy Utilities - Electricity (one meter) - TDV - All Months - kBtu/kWh - Dom. Hot Water | TDV3
2502142 | 12 | Energy Utilities - Electricity (one meter) - TDV - All Months - kBtu/kWh - Exterior Usage | TDV3
2502143 | 1 | Energy Utilities - Electricity (one meter) - TDV - Single Month - Energy | TDV3
2502144 | 1 | Energy Utilities - Electricity (one meter) - TDV - Single Month - Peak Demand | TDV3
2502145 | 1 | Energy Utilities - Electricity (one meter) - TDV - Single Month - Peak Month | TDV3
2502146 | 1 | Energy Utilities - Electricity (one meter) - TDV - Single Month - Peak Day | TDV3
2502147 | 1 | Energy Utilities - Electricity (one meter) - TDV - Single Month - kBtu/kWh | TDV3
2502148 | 1 | Energy Utilities - Electricity (one meter) - TDV - Single Month - Unweighted Max | TDV3
2502149 | 1 | Energy Utilities - Electricity (one meter) - TDV - Single Month - Unweighted Min | TDV3
2502150 | 1 | Energy Utilities - Electricity (one meter) - TDV - Single Month - Unweighted Average | TDV3
2502151 | 13 | Energy Utilities - Electricity (one meter) - TDV - Single Month - Energy By End-Use - End-Use List | TDV3
2502152 | 1 | Energy Utilities - Electricity (one meter) - TDV - Single Month - Energy By End-Use - Lights | TDV3
2502153 | 1 | Energy Utilities - Electricity (one meter) - TDV - Single Month - Energy By End-Use - Task Lights | TDV3
2502154 | 1 | Energy Utilities - Electricity (one meter) - TDV - Single Month - Energy By End-Use - Misc. Equip | TDV3
2502155 | 1 | Energy Utilities - Electricity (one meter) - TDV - Single Month - Energy By End-Use - Space Heating | TDV3
2502156 | 1 | Energy Utilities - Electricity (one meter) - TDV - Single Month - Energy By End-Use - Space Cooling | TDV3
2502157 | 1 | Energy Utilities - Electricity (one meter) - TDV - Single Month - Energy By End-Use - Heat Rejection | TDV3
2502158 | 1 | Energy Utilities - Electricity (one meter) - TDV - Single Month - Energy By End-Use - Pumps & Aux. | TDV3
2502159 | 1 | Energy Utilities - Electricity (one meter) - TDV - Single Month - Energy By End-Use - Ventilation Fans | TDV3
2502160 | 1 | Energy Utilities - Electricity (one meter) - TDV - Single Month - Energy By End-Use - Refrigeration | TDV3
2502161 | 1 | Energy Utilities - Electricity (one meter) - TDV - Single Month - Energy By End-Use - Heat Pump Supp. | TDV3
2502162 | 1 | Energy Utilities - Electricity (one meter) - TDV - Single Month - Energy By End-Use - Dom. Hot Water | TDV3
2502163 | 1 | Energy Utilities - Electricity (one meter) - TDV - Single Month - Energy By End-Use - Exterior Usage | TDV3
2502164 | 13 | Energy Utilities - Electricity (one meter) - TDV - Single Month - Peak By End-Use - End-Use List | TDV3
2502165 | 1 | Energy Utilities - Electricity (one meter) - TDV - Single Month - Peak By End-Use - Lights | TDV3
2502166 | 1 | Energy Utilities - Electricity (one meter) - TDV - Single Month - Peak By End-Use - Task Lights | TDV3
2502167 | 1 | Energy Utilities - Electricity (one meter) - TDV - Single Month - Peak By End-Use - Misc. Equip | TDV3
2502168 | 1 | Energy Utilities - Electricity (one meter) - TDV - Single Month - Peak By End-Use - Space Heating | TDV3
2502169 | 1 | Energy Utilities - Electricity (one meter) - TDV - Single Month - Peak By End-Use - Space Cooling | TDV3
2502170 | 1 | Energy Utilities - Electricity (one meter) - TDV - Single Month - Peak By End-Use - Heat Rejection | TDV3
2502171 | 1 | Energy Utilities - Electricity (one meter) - TDV - Single Month - Peak By End-Use - Pumps & Aux. | TDV3
2502172 | 1 | Energy Utilities - Electricity (one meter) - TDV - Single Month - Peak By End-Use - Ventilation Fans | TDV3
2502173 | 1 | Energy Utilities - Electricity (one meter) - TDV - Single Month - Peak By End-Use - Refrigeration | TDV3
2502174 | 1 | Energy Utilities - Electricity (one meter) - TDV - Single Month - Peak By End-Use - Heat Pump Supp. | TDV3
2502175 | 1 | Energy Utilities - Electricity (one meter) - TDV - Single Month - Peak By End-Use - Dom. Hot Water | TDV3
2502176 | 1 | Energy Utilities - Electricity (one meter) - TDV - Single Month - Peak By End-Use - Exterior Usage | TDV3
2502177 | 1 | Energy Utilities - Electricity (one meter) - TDV - Single Month - Peak By End-Use - Month - Lights | TDV3
2502178 | 1 | Energy Utilities - Electricity (one meter) - TDV - Single Month - Peak By End-Use - Month - Task Lights | TDV3
2502179 | 1 | Energy Utilities - Electricity (one meter) - TDV - Single Month - Peak By End-Use - Month - Misc. Equip | TDV3
2502180 | 1 | Energy Utilities - Electricity (one meter) - TDV - Single Month - Peak By End-Use - Month - Space Heating | TDV3
2502181 | 1 | Energy Utilities - Electricity (one meter) - TDV - Single Month - Peak By End-Use - Month - Space Cooling | TDV3
2502182 | 1 | Energy Utilities - Electricity (one meter) - TDV - Single Month - Peak By End-Use - Month - Heat Rejection | TDV3
2502183 | 1 | Energy Utilities - Electricity (one meter) - TDV - Single Month - Peak By End-Use - Month - Pumps & Aux. | TDV3
2502184 | 1 | Energy Utilities - Electricity (one meter) - TDV - Single Month - Peak By End-Use - Month - Ventilation Fans | TDV3
2502185 | 1 | Energy Utilities - Electricity (one meter) - TDV - Single Month - Peak By End-Use - Month - Refrigeration | TDV3
2502186 | 1 | Energy Utilities - Electricity (one meter) - TDV - Single Month - Peak By End-Use - Month - Heat Pump Supp. | TDV3
2502187 | 1 | Energy Utilities - Electricity (one meter) - TDV - Single Month - Peak By End-Use - Month - Dom. Hot Water | TDV3
2502188 | 1 | Energy Utilities - Electricity (one meter) - TDV - Single Month - Peak By End-Use - Month - Exterior Usage | TDV3
2502189 | 1 | Energy Utilities - Electricity (one meter) - TDV - Single Month - Peak By End-Use - Day - Lights | TDV3
2502190 | 1 | Energy Utilities - Electricity (one meter) - TDV - Single Month - Peak By End-Use - Day - Task Lights | TDV3
2502191 | 1 | Energy Utilities - Electricity (one meter) - TDV - Single Month - Peak By End-Use - Day - Misc. Equip | TDV3
2502192 | 1 | Energy Utilities - Electricity (one meter) - TDV - Single Month - Peak By End-Use - Day - Space Heating | TDV3
2502193 | 1 | Energy Utilities - Electricity (one meter) - TDV - Single Month - Peak By End-Use - Day - Space Cooling | TDV3
2502194 | 1 | Energy Utilities - Electricity (one meter) - TDV - Single Month - Peak By End-Use - Day - Heat Rejection | TDV3
2502195 | 1 | Energy Utilities - Electricity (one meter) - TDV - Single Month - Peak By End-Use - Day - Pumps & Aux. | TDV3
2502196 | 1 | Energy Utilities - Electricity (one meter) - TDV - Single Month - Peak By End-Use - Day - Ventilation Fans | TDV3
2502197 | 1 | Energy Utilities - Electricity (one meter) - TDV - Single Month - Peak By End-Use - Day - Refrigeration | TDV3
2502198 | 1 | Energy Utilities - Electricity (one meter) - TDV - Single Month - Peak By End-Use - Day - Heat Pump Supp. | TDV3
2502199 | 1 | Energy Utilities - Electricity (one meter) - TDV - Single Month - Peak By End-Use - Day - Dom. Hot Water | TDV3
2502200 | 1 | Energy Utilities - Electricity (one meter) - TDV - Single Month - Peak By End-Use - Day - Exterior Usage | TDV3
2502201 | 13 | Energy Utilities - Electricity (one meter) - TDV - Single Month - kBtu/kWh - End-Use List | TDV3
2502202 | 1 | Energy Utilities - Electricity (one meter) - TDV - Single Month - kBtu/kWh - Lights | TDV3
2502203 | 1 | Energy Utilities - Electricity (one meter) - TDV - Single Month - kBtu/kWh - Task Lights | TDV3
2502204 | 1 | Energy Utilities - Electricity (one meter) - TDV - Single Month - kBtu/kWh - Misc. Equip | TDV3
2502205 | 1 | Energy Utilities - Electricity (one meter) - TDV - Single Month - kBtu/kWh - Space Heating | TDV3
2502206 | 1 | Energy Utilities - Electricity (one meter) - TDV - Single Month - kBtu/kWh - Space Cooling | TDV3
2502207 | 1 | Energy Utilities - Electricity (one meter) - TDV - Single Month - kBtu/kWh - Heat Rejection | TDV3
2502208 | 1 | Energy Utilities - Electricity (one meter) - TDV - Single Month - kBtu/kWh - Pumps & Aux. | TDV3
2502209 | 1 | Energy Utilities - Electricity (one meter) - TDV - Single Month - kBtu/kWh - Ventilation Fans | TDV3
2502210 | 1 | Energy Utilities - Electricity (one meter) - TDV - Single Month - kBtu/kWh - Refrigeration | TDV3
2502211 | 1 | Energy Utilities - Electricity (one meter) - TDV - Single Month - kBtu/kWh - Heat Pump Supp. | TDV3
2502212 | 1 | Energy Utilities - Electricity (one meter) - TDV - Single Month - kBtu/kWh - Dom. Hot Water | TDV3
2502213 | 1 | Energy Utilities - Electricity (one meter) - TDV - Single Month - kBtu/kWh - Exterior Usage | TDV3
2503003 | 1 | Energy Utilities - Fuel (one meter) - TDV - Annual - Energy | TDV3
2503004 | 1 | Energy Utilities - Fuel (one meter) - TDV - Annual - Peak Demand | TDV3
2503005 | 1 | Energy Utilities - Fuel (one meter) - TDV - Annual - Peak Month | TDV3
2503006 | 1 | Energy Utilities - Fuel (one meter) - TDV - Annual - Peak Day | TDV3
2503007 | 1 | Energy Utilities - Fuel (one meter) - TDV - Annual - kBtu/Therm | TDV3
2503008 | 1 | Energy Utilities - Fuel (one meter) - TDV - Annual - Unweighted Max | TDV3
2503009 | 1 | Energy Utilities - Fuel (one meter) - TDV - Annual - Unweighted Min | TDV3
2503010 | 1 | Energy Utilities - Fuel (one meter) - TDV - Annual - Unweighted Average | TDV3
2503012 | 13 | Energy Utilities - Fuel (one meter) - TDV - Annual - Energy By End-Use - End-Use List | TDV3
2503013 | 1 | Energy Utilities - Fuel (one meter) - TDV - Annual - Energy By End-Use - Lights | TDV3
2503014 | 1 | Energy Utilities - Fuel (one meter) - TDV - Annual - Energy By End-Use - Task Lights | TDV3
2503015 | 1 | Energy Utilities - Fuel (one meter) - TDV - Annual - Energy By End-Use - Misc. Equip | TDV3
2503016 | 1 | Energy Utilities - Fuel (one meter) - TDV - Annual - Energy By End-Use - Space Heating | TDV3
2503017 | 1 | Energy Utilities - Fuel (one meter) - TDV - Annual - Energy By End-Use - Space Cooling | TDV3
2503018 | 1 | Energy Utilities - Fuel (one meter) - TDV - Annual - Energy By End-Use - Heat Rejection | TDV3
2503019 | 1 | Energy Utilities - Fuel (one meter) - TDV - Annual - Energy By End-Use - Pumps & Aux. | TDV3
2503020 | 1 | Energy Utilities - Fuel (one meter) - TDV - Annual - Energy By End-Use - Ventilation Fans | TDV3
2503021 | 1 | Energy Utilities - Fuel (one meter) - TDV - Annual - Energy By End-Use - Refrigeration | TDV3
2503022 | 1 | Energy Utilities - Fuel (one meter) - TDV - Annual - Energy By End-Use - Heat Pump Supp. | TDV3
2503023 | 1 | Energy Utilities - Fuel (one meter) - TDV - Annual - Energy By End-Use - Dom. Hot Water | TDV3
2503024 | 1 | Energy Utilities - Fuel (one meter) - TDV - Annual - Energy By End-Use - Exterior Usage | TDV3
2503025 | 13 | Energy Utilities - Fuel (one meter) - TDV - Annual - Peak By End-Use - End-Use List | TDV3
2503026 | 1 | Energy Utilities - Fuel (one meter) - TDV - Annual - Peak By End-Use - Lights | TDV3
2503027 | 1 | Energy Utilities - Fuel (one meter) - TDV - Annual - Peak By End-Use - Task Lights | TDV3
2503028 | 1 | Energy Utilities - Fuel (one meter) - TDV - Annual - Peak By End-Use - Misc. Equip | TDV3
2503029 | 1 | Energy Utilities - Fuel (one meter) - TDV - Annual - Peak By End-Use - Space Heating | TDV3
2503030 | 1 | Energy Utilities - Fuel (one meter) - TDV - Annual - Peak By End-Use - Space Cooling | TDV3
2503031 | 1 | Energy Utilities - Fuel (one meter) - TDV - Annual - Peak By End-Use - Heat Rejection | TDV3
2503032 | 1 | Energy Utilities - Fuel (one meter) - TDV - Annual - Peak By End-Use - Pumps & Aux. | TDV3
2503033 | 1 | Energy Utilities - Fuel (one meter) - TDV - Annual - Peak By End-Use - Ventilation Fans | TDV3
2503034 | 1 | Energy Utilities - Fuel (one meter) - TDV - Annual - Peak By End-Use - Refrigeration | TDV3
2503035 | 1 | Energy Utilities - Fuel (one meter) - TDV - Annual - Peak By End-Use - Heat Pump Supp. | TDV3
2503036 | 1 | Energy Utilities - Fuel (one meter) - TDV - Annual - Peak By End-Use - Dom. Hot Water | TDV3
2503037 | 1 | Energy Utilities - Fuel (one meter) - TDV - Annual - Peak By End-Use - Exterior Usage | TDV3
2503038 | 1 | Energy Utilities - Fuel (one meter) - TDV - Annual - Peak By End-Use - Month - Lights | TDV3
2503039 | 1 | Energy Utilities - Fuel (one meter) - TDV - Annual - Peak By End-Use - Month - Task Lights | TDV3
2503040 | 1 | Energy Utilities - Fuel (one meter) - TDV - Annual - Peak By End-Use - Month - Misc. Equip | TDV3
2503041 | 1 | Energy Utilities - Fuel (one meter) - TDV - Annual - Peak By End-Use - Month - Space Heating | TDV3
2503042 | 1 | Energy Utilities - Fuel (one meter) - TDV - Annual - Peak By End-Use - Month - Space Cooling | TDV3
2503043 | 1 | Energy Utilities - Fuel (one meter) - TDV - Annual - Peak By End-Use - Month - Heat Rejection | TDV3
2503044 | 1 | Energy Utilities - Fuel (one meter) - TDV - Annual - Peak By End-Use - Month - Pumps & Aux. | TDV3
2503045 | 1 | Energy Utilities - Fuel (one meter) - TDV - Annual - Peak By End-Use - Month - Ventilation Fans | TDV3
2503059 | 1 | Energy Utilities - Fuel (one meter) - TDV - Annual - Peak By End-Use - Month - Refrigeration | TDV3
2503047 | 1 | Energy Utilities - Fuel (one meter) - TDV - Annual - Peak By End-Use - Month - Heat Pump Supp. | TDV3
2503048 | 1 | Energy Utilities - Fuel (one meter) - TDV - Annual - Peak By End-Use - Month - Dom. Hot Water | TDV3
2503049 | 1 | Energy Utilities - Fuel (one meter) - TDV - Annual - Peak By End-Use - Month - Exterior Usage | TDV3
2503050 | 1 | Energy Utilities - Fuel (one meter) - TDV - Annual - Peak By End-Use - Day - Lights | TDV3
2503051 | 1 | Energy Utilities - Fuel (one meter) - TDV - Annual - Peak By End-Use - Day - Task Lights | TDV3
2503052 | 1 | Energy Utilities - Fuel (one meter) - TDV - Annual - Peak By End-Use - Day - Misc. Equip | TDV3
2503053 | 1 | Energy Utilities - Fuel (one meter) - TDV - Annual - Peak By End-Use - Day - Space Heating | TDV3
2503054 | 1 | Energy Utilities - Fuel (one meter) - TDV - Annual - Peak By End-Use - Day - Space Cooling | TDV3
2503055 | 1 | Energy Utilities - Fuel (one meter) - TDV - Annual - Peak By End-Use - Day - Heat Rejection | TDV3
2503056 | 1 | Energy Utilities - Fuel (one meter) - TDV - Annual - Peak By End-Use - Day - Pumps & Aux. | TDV3
2503057 | 1 | Energy Utilities - Fuel (one meter) - TDV - Annual - Peak By End-Use - Day - Ventilation Fans | TDV3
2503058 | 1 | Energy Utilities - Fuel (one meter) - TDV - Annual - Peak By End-Use - Day - Refrigeration | TDV3
2503059 | 1 | Energy Utilities - Fuel (one meter) - TDV - Annual - Peak By End-Use - Day - Heat Pump Supp. | TDV3
2503060 | 1 | Energy Utilities - Fuel (one meter) - TDV - Annual - Peak By End-Use - Day - Dom. Hot Water | TDV3
2503061 | 1 | Energy Utilities - Fuel (one meter) - TDV - Annual - Peak By End-Use - Day - Exterior Usage | TDV3
2503062 | 13 | Energy Utilities - Fuel (one meter) - TDV - Annual - kBtu/Therm - End-Use List | TDV3
2503063 | 1 | Energy Utilities - Fuel (one meter) - TDV - Annual - kBtu/Therm - Lights | TDV3
2503064 | 1 | Energy Utilities - Fuel (one meter) - TDV - Annual - kBtu/Therm - Task Lights | TDV3
2503065 | 1 | Energy Utilities - Fuel (one meter) - TDV - Annual - kBtu/Therm - Misc. Equip | TDV3
2503066 | 1 | Energy Utilities - Fuel (one meter) - TDV - Annual - kBtu/Therm - Space Heating | TDV3
2503067 | 1 | Energy Utilities - Fuel (one meter) - TDV - Annual - kBtu/Therm - Space Cooling | TDV3
2503068 | 1 | Energy Utilities - Fuel (one meter) - TDV - Annual - kBtu/Therm - Heat Rejection | TDV3
2503069 | 1 | Energy Utilities - Fuel (one meter) - TDV - Annual - kBtu/Therm - Pumps & Aux. | TDV3
2503070 | 1 | Energy Utilities - Fuel (one meter) - TDV - Annual - kBtu/Therm - Ventilation Fans | TDV3
2503071 | 1 | Energy Utilities - Fuel (one meter) - TDV - Annual - kBtu/Therm - Refrigeration | TDV3
2503072 | 1 | Energy Utilities - Fuel (one meter) - TDV - Annual - kBtu/Therm - Heat Pump Supp. | TDV3
2503073 | 1 | Energy Utilities - Fuel (one meter) - TDV - Annual - kBtu/Therm - Dom. Hot Water | TDV3
2503074 | 1 | Energy Utilities - Fuel (one meter) - TDV - Annual - kBtu/Therm - Exterior Usage | TDV3
2503075 | 12 | Energy Utilities - Fuel (one meter) - TDV - All Months - Energy | TDV3
2503076 | 12 | Energy Utilities - Fuel (one meter) - TDV - All Months - Peak Demand | TDV3
2503077 | 12 | Energy Utilities - Fuel (one meter) - TDV - All Months - Peak Month | TDV3
2503078 | 12 | Energy Utilities - Fuel (one meter) - TDV - All Months - Peak Day | TDV3
2503079 | 12 | Energy Utilities - Fuel (one meter) - TDV - All Months - kBtu/Therm | TDV3
2503080 | 12 | Energy Utilities - Fuel (one meter) - TDV - All Months - Unweighted Max | TDV3
2503081 | 12 | Energy Utilities - Fuel (one meter) - TDV - All Months - Unweighted Min | TDV3
2503082 | 12 | Energy Utilities - Fuel (one meter) - TDV - All Months - Unweighted Average | TDV3
2503083 | 12 | Energy Utilities - Fuel (one meter) - TDV - All Months - Energy By End-Use - Lights | TDV3
2503084 | 12 | Energy Utilities - Fuel (one meter) - TDV - All Months - Energy By End-Use - Task Lights | TDV3
2503085 | 12 | Energy Utilities - Fuel (one meter) - TDV - All Months - Energy By End-Use - Misc. Equip | TDV3
2503086 | 12 | Energy Utilities - Fuel (one meter) - TDV - All Months - Energy By End-Use - Space Heating | TDV3
2503087 | 12 | Energy Utilities - Fuel (one meter) - TDV - All Months - Energy By End-Use - Space Cooling | TDV3
2503088 | 12 | Energy Utilities - Fuel (one meter) - TDV - All Months - Energy By End-Use - Heat Rejection | TDV3
2503089 | 12 | Energy Utilities - Fuel (one meter) - TDV - All Months - Energy By End-Use - Pumps & Aux. | TDV3
2503090 | 12 | Energy Utilities - Fuel (one meter) - TDV - All Months - Energy By End-Use - Ventilation Fans | TDV3
2503091 | 12 | Energy Utilities - Fuel (one meter) - TDV - All Months - Energy By End-Use - Refrigeration | TDV3
2503092 | 12 | Energy Utilities - Fuel (one meter) - TDV - All Months - Energy By End-Use - Heat Pump Supp. | TDV3
2503093 | 12 | Energy Utilities - Fuel (one meter) - TDV - All Months - Energy By End-Use - Dom. Hot Water | TDV3
2503094 | 12 | Energy Utilities - Fuel (one meter) - TDV - All Months - Energy By End-Use - Exterior Usage | TDV3
2503095 | 12 | Energy Utilities - Fuel (one meter) - TDV - All Months - Peak By End-Use - Lights | TDV3
2503096 | 12 | Energy Utilities - Fuel (one meter) - TDV - All Months - Peak By End-Use - Task Lights | TDV3
2503097 | 12 | Energy Utilities - Fuel (one meter) - TDV - All Months - Peak By End-Use - Misc. Equip | TDV3
2503098 | 12 | Energy Utilities - Fuel (one meter) - TDV - All Months - Peak By End-Use - Space Heating | TDV3
2503099 | 12 | Energy Utilities - Fuel (one meter) - TDV - All Months - Peak By End-Use - Space Cooling | TDV3
2503100 | 12 | Energy Utilities - Fuel (one meter) - TDV - All Months - Peak By End-Use - Heat Rejection | TDV3
2503101 | 12 | Energy Utilities - Fuel (one meter) - TDV - All Months - Peak By End-Use - Pumps & Aux. | TDV3
2503102 | 12 | Energy Utilities - Fuel (one meter) - TDV - All Months - Peak By End-Use - Ventilation Fans | TDV3
2503103 | 12 | Energy Utilities - Fuel (one meter) - TDV - All Months - Peak By End-Use - Refrigeration | TDV3
2503104 | 12 | Energy Utilities - Fuel (one meter) - TDV - All Months - Peak By End-Use - Heat Pump Supp. | TDV3
2503105 | 12 | Energy Utilities - Fuel (one meter) - TDV - All Months - Peak By End-Use - Dom. Hot Water | TDV3
2503106 | 12 | Energy Utilities - Fuel (one meter) - TDV - All Months - Peak By End-Use - Exterior Usage | TDV3
2503107 | 12 | Energy Utilities - Fuel (one meter) - TDV - All Months - Peak By End-Use - Month - Lights | TDV3
2503108 | 12 | Energy Utilities - Fuel (one meter) - TDV - All Months - Peak By End-Use - Month - Task Lights | TDV3
2503109 | 12 | Energy Utilities - Fuel (one meter) - TDV - All Months - Peak By End-Use - Month - Misc. Equip | TDV3
2503110 | 12 | Energy Utilities - Fuel (one meter) - TDV - All Months - Peak By End-Use - Month - Space Heating | TDV3
2503111 | 12 | Energy Utilities - Fuel (one meter) - TDV - All Months - Peak By End-Use - Month - Space Cooling | TDV3
2503112 | 12 | Energy Utilities - Fuel (one meter) - TDV - All Months - Peak By End-Use - Month - Heat Rejection | TDV3
2503113 | 12 | Energy Utilities - Fuel (one meter) - TDV - All Months - Peak By End-Use - Month - Pumps & Aux. | TDV3
2503114 | 12 | Energy Utilities - Fuel (one meter) - TDV - All Months - Peak By End-Use - Month - Ventilation Fans | TDV3
2503115 | 12 | Energy Utilities - Fuel (one meter) - TDV - All Months - Peak By End-Use - Month - Refrigeration | TDV3
2503116 | 12 | Energy Utilities - Fuel (one meter) - TDV - All Months - Peak By End-Use - Month - Heat Pump Supp. | TDV3
2503117 | 12 | Energy Utilities - Fuel (one meter) - TDV - All Months - Peak By End-Use - Month - Dom. Hot Water | TDV3
2503118 | 12 | Energy Utilities - Fuel (one meter) - TDV - All Months - Peak By End-Use - Month - Exterior Usage | TDV3
2503119 | 12 | Energy Utilities - Fuel (one meter) - TDV - All Months - Peak By End-Use - Day - Lights | TDV3
2503120 | 12 | Energy Utilities - Fuel (one meter) - TDV - All Months - Peak By End-Use - Day - Task Lights | TDV3
2503121 | 12 | Energy Utilities - Fuel (one meter) - TDV - All Months - Peak By End-Use - Day - Misc. Equip | TDV3
2503122 | 12 | Energy Utilities - Fuel (one meter) - TDV - All Months - Peak By End-Use - Day - Space Heating | TDV3
2503123 | 12 | Energy Utilities - Fuel (one meter) - TDV - All Months - Peak By End-Use - Day - Space Cooling | TDV3
2503124 | 12 | Energy Utilities - Fuel (one meter) - TDV - All Months - Peak By End-Use - Day - Heat Rejection | TDV3
2503125 | 12 | Energy Utilities - Fuel (one meter) - TDV - All Months - Peak By End-Use - Day - Pumps & Aux. | TDV3
2503126 | 12 | Energy Utilities - Fuel (one meter) - TDV - All Months - Peak By End-Use - Day - Ventilation Fans | TDV3
2503127 | 12 | Energy Utilities - Fuel (one meter) - TDV - All Months - Peak By End-Use - Day - Refrigeration | TDV3
2503128 | 12 | Energy Utilities - Fuel (one meter) - TDV - All Months - Peak By End-Use - Day - Heat Pump Supp. | TDV3
2503129 | 12 | Energy Utilities - Fuel (one meter) - TDV - All Months - Peak By End-Use - Day - Dom. Hot Water | TDV3
2503130 | 12 | Energy Utilities - Fuel (one meter) - TDV - All Months - Peak By End-Use - Day - Exterior Usage | TDV3
2503131 | 12 | Energy Utilities - Fuel (one meter) - TDV - All Months - kBtu/Therm - Lights | TDV3
2503132 | 12 | Energy Utilities - Fuel (one meter) - TDV - All Months - kBtu/Therm - Task Lights | TDV3
2503133 | 12 | Energy Utilities - Fuel (one meter) - TDV - All Months - kBtu/Therm - Misc. Equip | TDV3
2503134 | 12 | Energy Utilities - Fuel (one meter) - TDV - All Months - kBtu/Therm - Space Heating | TDV3
2503135 | 12 | Energy Utilities - Fuel (one meter) - TDV - All Months - kBtu/Therm - Space Cooling | TDV3
2503136 | 12 | Energy Utilities - Fuel (one meter) - TDV - All Months - kBtu/Therm - Heat Rejection | TDV3
2503137 | 12 | Energy Utilities - Fuel (one meter) - TDV - All Months - kBtu/Therm - Pumps & Aux. | TDV3
2503138 | 12 | Energy Utilities - Fuel (one meter) - TDV - All Months - kBtu/Therm - Ventilation Fans | TDV3
2503139 | 12 | Energy Utilities - Fuel (one meter) - TDV - All Months - kBtu/Therm - Refrigeration | TDV3
2503140 | 12 | Energy Utilities - Fuel (one meter) - TDV - All Months - kBtu/Therm - Heat Pump Supp. | TDV3
2503141 | 12 | Energy Utilities - Fuel (one meter) - TDV - All Months - kBtu/Therm - Dom. Hot Water | TDV3
2503142 | 12 | Energy Utilities - Fuel (one meter) - TDV - All Months - kBtu/Therm - Exterior Usage | TDV3
2503143 | 1 | Energy Utilities - Fuel (one meter) - TDV - Single Month - Energy | TDV3
2503144 | 1 | Energy Utilities - Fuel (one meter) - TDV - Single Month - Peak Demand | TDV3
2503145 | 1 | Energy Utilities - Fuel (one meter) - TDV - Single Month - Peak Month | TDV3
2503146 | 1 | Energy Utilities - Fuel (one meter) - TDV - Single Month - Peak Day | TDV3
2503147 | 1 | Energy Utilities - Fuel (one meter) - TDV - Single Month - kBtu/Therm | TDV3
2503148 | 1 | Energy Utilities - Fuel (one meter) - TDV - Single Month - Unweighted Max | TDV3
2503149 | 1 | Energy Utilities - Fuel (one meter) - TDV - Single Month - Unweighted Min | TDV3
2503150 | 1 | Energy Utilities - Fuel (one meter) - TDV - Single Month - Unweighted Average | TDV3
2503151 | 13 | Energy Utilities - Fuel (one meter) - TDV - Single Month - Energy By End-Use - End-Use List | TDV3
2503152 | 1 | Energy Utilities - Fuel (one meter) - TDV - Single Month - Energy By End-Use - Lights | TDV3
2503153 | 1 | Energy Utilities - Fuel (one meter) - TDV - Single Month - Energy By End-Use - Task Lights | TDV3
2503154 | 1 | Energy Utilities - Fuel (one meter) - TDV - Single Month - Energy By End-Use - Misc. Equip | TDV3
2503155 | 1 | Energy Utilities - Fuel (one meter) - TDV - Single Month - Energy By End-Use - Space Heating | TDV3
2503156 | 1 | Energy Utilities - Fuel (one meter) - TDV - Single Month - Energy By End-Use - Space Cooling | TDV3
2503157 | 1 | Energy Utilities - Fuel (one meter) - TDV - Single Month - Energy By End-Use - Heat Rejection | TDV3
2503158 | 1 | Energy Utilities - Fuel (one meter) - TDV - Single Month - Energy By End-Use - Pumps & Aux. | TDV3
2503159 | 1 | Energy Utilities - Fuel (one meter) - TDV - Single Month - Energy By End-Use - Ventilation Fans | TDV3
2503160 | 1 | Energy Utilities - Fuel (one meter) - TDV - Single Month - Energy By End-Use - Refrigeration | TDV3
2503161 | 1 | Energy Utilities - Fuel (one meter) - TDV - Single Month - Energy By End-Use - Heat Pump Supp. | TDV3
2503162 | 1 | Energy Utilities - Fuel (one meter) - TDV - Single Month - Energy By End-Use - Dom. Hot Water | TDV3
2503163 | 1 | Energy Utilities - Fuel (one meter) - TDV - Single Month - Energy By End-Use - Exterior Usage | TDV3
2503164 | 13 | Energy Utilities - Fuel (one meter) - TDV - Single Month - Peak By End-Use - End-Use List | TDV3
2503165 | 1 | Energy Utilities - Fuel (one meter) - TDV - Single Month - Peak By End-Use - Lights | TDV3
2503166 | 1 | Energy Utilities - Fuel (one meter) - TDV - Single Month - Peak By End-Use - Task Lights | TDV3
2503167 | 1 | Energy Utilities - Fuel (one meter) - TDV - Single Month - Peak By End-Use - Misc. Equip | TDV3
2503168 | 1 | Energy Utilities - Fuel (one meter) - TDV - Single Month - Peak By End-Use - Space Heating | TDV3
2503169 | 1 | Energy Utilities - Fuel (one meter) - TDV - Single Month - Peak By End-Use - Space Cooling | TDV3
2503170 | 1 | Energy Utilities - Fuel (one meter) - TDV - Single Month - Peak By End-Use - Heat Rejection | TDV3
2503171 | 1 | Energy Utilities - Fuel (one meter) - TDV - Single Month - Peak By End-Use - Pumps & Aux. | TDV3
2503172 | 1 | Energy Utilities - Fuel (one meter) - TDV - Single Month - Peak By End-Use - Ventilation Fans | TDV3
2503173 | 1 | Energy Utilities - Fuel (one meter) - TDV - Single Month - Peak By End-Use - Refrigeration | TDV3
2503174 | 1 | Energy Utilities - Fuel (one meter) - TDV - Single Month - Peak By End-Use - Heat Pump Supp. | TDV3
2503175 | 1 | Energy Utilities - Fuel (one meter) - TDV - Single Month - Peak By End-Use - Dom. Hot Water | TDV3
2503176 | 1 | Energy Utilities - Fuel (one meter) - TDV - Single Month - Peak By End-Use - Exterior Usage | TDV3
2503177 | 1 | Energy Utilities - Fuel (one meter) - TDV - Single Month - Peak By End-Use - Month - Lights | TDV3
2503178 | 1 | Energy Utilities - Fuel (one meter) - TDV - Single Month - Peak By End-Use - Month - Task Lights | TDV3
2503179 | 1 | Energy Utilities - Fuel (one meter) - TDV - Single Month - Peak By End-Use - Month - Misc. Equip | TDV3
2503180 | 1 | Energy Utilities - Fuel (one meter) - TDV - Single Month - Peak By End-Use - Month - Space Heating | TDV3
2503181 | 1 | Energy Utilities - Fuel (one meter) - TDV - Single Month - Peak By End-Use - Month - Space Cooling | TDV3
2503182 | 1 | Energy Utilities - Fuel (one meter) - TDV - Single Month - Peak By End-Use - Month - Heat Rejection | TDV3
2503183 | 1 | Energy Utilities - Fuel (one meter) - TDV - Single Month - Peak By End-Use - Month - Pumps & Aux. | TDV3
2503184 | 1 | Energy Utilities - Fuel (one meter) - TDV - Single Month - Peak By End-Use - Month - Ventilation Fans | TDV3
2503185 | 1 | Energy Utilities - Fuel (one meter) - TDV - Single Month - Peak By End-Use - Month - Refrigeration | TDV3
2503186 | 1 | Energy Utilities - Fuel (one meter) - TDV - Single Month - Peak By End-Use - Month - Heat Pump Supp. | TDV3
2503187 | 1 | Energy Utilities - Fuel (one meter) - TDV - Single Month - Peak By End-Use - Month - Dom. Hot Water | TDV3
2503188 | 1 | Energy Utilities - Fuel (one meter) - TDV - Single Month - Peak By End-Use - Month - Exterior Usage | TDV3
2503189 | 1 | Energy Utilities - Fuel (one meter) - TDV - Single Month - Peak By End-Use - Day - Lights | TDV3
2503190 | 1 | Energy Utilities - Fuel (one meter) - TDV - Single Month - Peak By End-Use - Day - Task Lights | TDV3
2503191 | 1 | Energy Utilities - Fuel (one meter) - TDV - Single Month - Peak By End-Use - Day - Misc. Equip | TDV3
2503192 | 1 | Energy Utilities - Fuel (one meter) - TDV - Single Month - Peak By End-Use - Day - Space Heating | TDV3
2503193 | 1 | Energy Utilities - Fuel (one meter) - TDV - Single Month - Peak By End-Use - Day - Space Cooling | TDV3
2503194 | 1 | Energy Utilities - Fuel (one meter) - TDV - Single Month - Peak By End-Use - Day - Heat Rejection | TDV3
2503195 | 1 | Energy Utilities - Fuel (one meter) - TDV - Single Month - Peak By End-Use - Day - Pumps & Aux. | TDV3
2503196 | 1 | Energy Utilities - Fuel (one meter) - TDV - Single Month - Peak By End-Use - Day - Ventilation Fans | TDV3
2503197 | 1 | Energy Utilities - Fuel (one meter) - TDV - Single Month - Peak By End-Use - Day - Refrigeration | TDV3
2503198 | 1 | Energy Utilities - Fuel (one meter) - TDV - Single Month - Peak By End-Use - Day - Heat Pump Supp. | TDV3
2503199 | 1 | Energy Utilities - Fuel (one meter) - TDV - Single Month - Peak By End-Use - Day - Dom. Hot Water | TDV3
2503200 | 1 | Energy Utilities - Fuel (one meter) - TDV - Single Month - Peak By End-Use - Day - Exterior Usage | TDV3
2503201 | 13 | Energy Utilities - Fuel (one meter) - TDV - Single Month - kBtu/Therm - End-Use List | TDV3
2503202 | 1 | Energy Utilities - Fuel (one meter) - TDV - Single Month - kBtu/Therm - Lights | TDV3
2503203 | 1 | Energy Utilities - Fuel (one meter) - TDV - Single Month - kBtu/Therm - Task Lights | TDV3
2503204 | 1 | Energy Utilities - Fuel (one meter) - TDV - Single Month - kBtu/Therm - Misc. Equip | TDV3
2503205 | 1 | Energy Utilities - Fuel (one meter) - TDV - Single Month - kBtu/Therm - Space Heating | TDV3
2503206 | 1 | Energy Utilities - Fuel (one meter) - TDV - Single Month - kBtu/Therm - Space Cooling | TDV3
2503207 | 1 | Energy Utilities - Fuel (one meter) - TDV - Single Month - kBtu/Therm - Heat Rejection | TDV3
2503208 | 1 | Energy Utilities - Fuel (one meter) - TDV - Single Month - kBtu/Therm - Pumps & Aux. | TDV3
2503209 | 1 | Energy Utilities - Fuel (one meter) - TDV - Single Month - kBtu/Therm - Ventilation Fans | TDV3
2503210 | 1 | Energy Utilities - Fuel (one meter) - TDV - Single Month - kBtu/Therm - Refrigeration | TDV3
2503211 | 1 | Energy Utilities - Fuel (one meter) - TDV - Single Month - kBtu/Therm - Heat Pump Supp. | TDV3
2503212 | 1 | Energy Utilities - Fuel (one meter) - TDV - Single Month - kBtu/Therm - Dom. Hot Water | TDV3
2503213 | 1 | Energy Utilities - Fuel (one meter) - TDV - Single Month - kBtu/Therm - Exterior Usage | TDV3
2504003 | 1 | Energy Utilities - Electricity (all meters) - TDV - Annual - Energy | TDV2
2504004 | 1 | Energy Utilities - Electricity (all meters) - TDV - Annual - Peak Demand | TDV2
2504005 | 1 | Energy Utilities - Electricity (all meters) - TDV - Annual - Peak Month | TDV2
2504006 | 1 | Energy Utilities - Electricity (all meters) - TDV - Annual - Peak Day | TDV2
2504007 | 1 | Energy Utilities - Electricity (all meters) - TDV - Annual - kBtu/kWh | TDV2
2504012 | 13 | Energy Utilities - Electricity (all meters) - TDV - Annual - Energy By End-Use - End-Use List | TDV2
2504013 | 1 | Energy Utilities - Electricity (all meters) - TDV - Annual - Energy By End-Use - Lights | TDV2
2504014 | 1 | Energy Utilities - Electricity (all meters) - TDV - Annual - Energy By End-Use - Task Lights | TDV2
2504015 | 1 | Energy Utilities - Electricity (all meters) - TDV - Annual - Energy By End-Use - Misc. Equip | TDV2
2504016 | 1 | Energy Utilities - Electricity (all meters) - TDV - Annual - Energy By End-Use - Space Heating | TDV2
2504017 | 1 | Energy Utilities - Electricity (all meters) - TDV - Annual - Energy By End-Use - Space Cooling | TDV2
2504018 | 1 | Energy Utilities - Electricity (all meters) - TDV - Annual - Energy By End-Use - Heat Rejection | TDV2
2504019 | 1 | Energy Utilities - Electricity (all meters) - TDV - Annual - Energy By End-Use - Pumps & Aux. | TDV2
2504020 | 1 | Energy Utilities - Electricity (all meters) - TDV - Annual - Energy By End-Use - Ventilation Fans | TDV2
2504021 | 1 | Energy Utilities - Electricity (all meters) - TDV - Annual - Energy By End-Use - Refrigeration | TDV2
2504022 | 1 | Energy Utilities - Electricity (all meters) - TDV - Annual - Energy By End-Use - Heat Pump Supp. | TDV2
2504023 | 1 | Energy Utilities - Electricity (all meters) - TDV - Annual - Energy By End-Use - Dom. Hot Water | TDV2
2504024 | 1 | Energy Utilities - Electricity (all meters) - TDV - Annual - Energy By End-Use - Exterior Usage | TDV2
2504025 | 13 | Energy Utilities - Electricity (all meters) - TDV - Annual - Peak By End-Use - End-Use List | TDV2
2504026 | 1 | Energy Utilities - Electricity (all meters) - TDV - Annual - Peak By End-Use - Lights | TDV2
2504027 | 1 | Energy Utilities - Electricity (all meters) - TDV - Annual - Peak By End-Use - Task Lights | TDV2
2504028 | 1 | Energy Utilities - Electricity (all meters) - TDV - Annual - Peak By End-Use - Misc. Equip | TDV2
2504029 | 1 | Energy Utilities - Electricity (all meters) - TDV - Annual - Peak By End-Use - Space Heating | TDV2
2504030 | 1 | Energy Utilities - Electricity (all meters) - TDV - Annual - Peak By End-Use - Space Cooling | TDV2
2504031 | 1 | Energy Utilities - Electricity (all meters) - TDV - Annual - Peak By End-Use - Heat Rejection | TDV2
2504032 | 1 | Energy Utilities - Electricity (all meters) - TDV - Annual - Peak By End-Use - Pumps & Aux. | TDV2
2504033 | 1 | Energy Utilities - Electricity (all meters) - TDV - Annual - Peak By End-Use - Ventilation Fans | TDV2
2504034 | 1 | Energy Utilities - Electricity (all meters) - TDV - Annual - Peak By End-Use - Refrigeration | TDV2
2504035 | 1 | Energy Utilities - Electricity (all meters) - TDV - Annual - Peak By End-Use - Heat Pump Supp. | TDV2
2504036 | 1 | Energy Utilities - Electricity (all meters) - TDV - Annual - Peak By End-Use - Dom. Hot Water | TDV2
2504037 | 1 | Energy Utilities - Electricity (all meters) - TDV - Annual - Peak By End-Use - Exterior Usage | TDV2
2504038 | 1 | Energy Utilities - Electricity (all meters) - TDV - Annual - Peak By End-Use - Month - Lights | TDV2
2504039 | 1 | Energy Utilities - Electricity (all meters) - TDV - Annual - Peak By End-Use - Month - Task Lights | TDV2
2504040 | 1 | Energy Utilities - Electricity (all meters) - TDV - Annual - Peak By End-Use - Month - Misc. Equip | TDV2
2504041 | 1 | Energy Utilities - Electricity (all meters) - TDV - Annual - Peak By End-Use - Month - Space Heating | TDV2
2504042 | 1 | Energy Utilities - Electricity (all meters) - TDV - Annual - Peak By End-Use - Month - Space Cooling | TDV2
2504043 | 1 | Energy Utilities - Electricity (all meters) - TDV - Annual - Peak By End-Use - Month - Heat Rejection | TDV2
2504044 | 1 | Energy Utilities - Electricity (all meters) - TDV - Annual - Peak By End-Use - Month - Pumps & Aux. | TDV2
2504045 | 1 | Energy Utilities - Electricity (all meters) - TDV - Annual - Peak By End-Use - Month - Ventilation Fans | TDV2
2504059 | 1 | Energy Utilities - Electricity (all meters) - TDV - Annual - Peak By End-Use - Month - Refrigeration | TDV2
2504047 | 1 | Energy Utilities - Electricity (all meters) - TDV - Annual - Peak By End-Use - Month - Heat Pump Supp. | TDV2
2504048 | 1 | Energy Utilities - Electricity (all meters) - TDV - Annual - Peak By End-Use - Month - Dom. Hot Water | TDV2
2504049 | 1 | Energy Utilities - Electricity (all meters) - TDV - Annual - Peak By End-Use - Month - Exterior Usage | TDV2
2504050 | 1 | Energy Utilities - Electricity (all meters) - TDV - Annual - Peak By End-Use - Day - Lights | TDV2
2504051 | 1 | Energy Utilities - Electricity (all meters) - TDV - Annual - Peak By End-Use - Day - Task Lights | TDV2
2504052 | 1 | Energy Utilities - Electricity (all meters) - TDV - Annual - Peak By End-Use - Day - Misc. Equip | TDV2
2504053 | 1 | Energy Utilities - Electricity (all meters) - TDV - Annual - Peak By End-Use - Day - Space Heating | TDV2
2504054 | 1 | Energy Utilities - Electricity (all meters) - TDV - Annual - Peak By End-Use - Day - Space Cooling | TDV2
2504055 | 1 | Energy Utilities - Electricity (all meters) - TDV - Annual - Peak By End-Use - Day - Heat Rejection | TDV2
2504056 | 1 | Energy Utilities - Electricity (all meters) - TDV - Annual - Peak By End-Use - Day - Pumps & Aux. | TDV2
2504057 | 1 | Energy Utilities - Electricity (all meters) - TDV - Annual - Peak By End-Use - Day - Ventilation Fans | TDV2
2504058 | 1 | Energy Utilities - Electricity (all meters) - TDV - Annual - Peak By End-Use - Day - Refrigeration | TDV2
2504059 | 1 | Energy Utilities - Electricity (all meters) - TDV - Annual - Peak By End-Use - Day - Heat Pump Supp. | TDV2
2504060 | 1 | Energy Utilities - Electricity (all meters) - TDV - Annual - Peak By End-Use - Day - Dom. Hot Water | TDV2
2504061 | 1 | Energy Utilities - Electricity (all meters) - TDV - Annual - Peak By End-Use - Day - Exterior Usage | TDV2
2504062 | 13 | Energy Utilities - Electricity (all meters) - TDV - Annual - kBtu/kWh - End-Use List | TDV2
2504063 | 1 | Energy Utilities - Electricity (all meters) - TDV - Annual - kBtu/kWh - Lights | TDV2
2504064 | 1 | Energy Utilities - Electricity (all meters) - TDV - Annual - kBtu/kWh - Task Lights | TDV2
2504065 | 1 | Energy Utilities - Electricity (all meters) - TDV - Annual - kBtu/kWh - Misc. Equip | TDV2
2504066 | 1 | Energy Utilities - Electricity (all meters) - TDV - Annual - kBtu/kWh - Space Heating | TDV2
2504067 | 1 | Energy Utilities - Electricity (all meters) - TDV - Annual - kBtu/kWh - Space Cooling | TDV2
2504068 | 1 | Energy Utilities - Electricity (all meters) - TDV - Annual - kBtu/kWh - Heat Rejection | TDV2
2504069 | 1 | Energy Utilities - Electricity (all meters) - TDV - Annual - kBtu/kWh - Pumps & Aux. | TDV2
2504070 | 1 | Energy Utilities - Electricity (all meters) - TDV - Annual - kBtu/kWh - Ventilation Fans | TDV2
2504071 | 1 | Energy Utilities - Electricity (all meters) - TDV - Annual - kBtu/kWh - Refrigeration | TDV2
2504072 | 1 | Energy Utilities - Electricity (all meters) - TDV - Annual - kBtu/kWh - Heat Pump Supp. | TDV2
2504073 | 1 | Energy Utilities - Electricity (all meters) - TDV - Annual - kBtu/kWh - Dom. Hot Water | TDV2
2504074 | 1 | Energy Utilities - Electricity (all meters) - TDV - Annual - kBtu/kWh - Exterior Usage | TDV2
2504075 | 12 | Energy Utilities - Electricity (all meters) - TDV - All Months - Energy | TDV2
2504076 | 12 | Energy Utilities - Electricity (all meters) - TDV - All Months - Peak Demand | TDV2
2504077 | 12 | Energy Utilities - Electricity (all meters) - TDV - All Months - Peak Month | TDV2
2504078 | 12 | Energy Utilities - Electricity (all meters) - TDV - All Months - Peak Day | TDV2
2504079 | 12 | Energy Utilities - Electricity (all meters) - TDV - All Months - kBtu/kWh | TDV2
2504083 | 12 | Energy Utilities - Electricity (all meters) - TDV - All Months - Energy By End-Use - Lights | TDV2
2504084 | 12 | Energy Utilities - Electricity (all meters) - TDV - All Months - Energy By End-Use - Task Lights | TDV2
2504085 | 12 | Energy Utilities - Electricity (all meters) - TDV - All Months - Energy By End-Use - Misc. Equip | TDV2
2504086 | 12 | Energy Utilities - Electricity (all meters) - TDV - All Months - Energy By End-Use - Space Heating | TDV2
2504087 | 12 | Energy Utilities - Electricity (all meters) - TDV - All Months - Energy By End-Use - Space Cooling | TDV2
2504088 | 12 | Energy Utilities - Electricity (all meters) - TDV - All Months - Energy By End-Use - Heat Rejection | TDV2
2504089 | 12 | Energy Utilities - Electricity (all meters) - TDV - All Months - Energy By End-Use - Pumps & Aux. | TDV2
2504090 | 12 | Energy Utilities - Electricity (all meters) - TDV - All Months - Energy By End-Use - Ventilation Fans | TDV2
2504091 | 12 | Energy Utilities - Electricity (all meters) - TDV - All Months - Energy By End-Use - Refrigeration | TDV2
2504092 | 12 | Energy Utilities - Electricity (all meters) - TDV - All Months - Energy By End-Use - Heat Pump Supp. | TDV2
2504093 | 12 | Energy Utilities - Electricity (all meters) - TDV - All Months - Energy By End-Use - Dom. Hot Water | TDV2
2504094 | 12 | Energy Utilities - Electricity (all meters) - TDV - All Months - Energy By End-Use - Exterior Usage | TDV2
2504095 | 12 | Energy Utilities - Electricity (all meters) - TDV - All Months - Peak By End-Use - Lights | TDV2
2504096 | 12 | Energy Utilities - Electricity (all meters) - TDV - All Months - Peak By End-Use - Task Lights | TDV2
2504097 | 12 | Energy Utilities - Electricity (all meters) - TDV - All Months - Peak By End-Use - Misc. Equip | TDV2
2504098 | 12 | Energy Utilities - Electricity (all meters) - TDV - All Months - Peak By End-Use - Space Heating | TDV2
2504099 | 12 | Energy Utilities - Electricity (all meters) - TDV - All Months - Peak By End-Use - Space Cooling | TDV2
2504100 | 12 | Energy Utilities - Electricity (all meters) - TDV - All Months - Peak By End-Use - Heat Rejection | TDV2
2504101 | 12 | Energy Utilities - Electricity (all meters) - TDV - All Months - Peak By End-Use - Pumps & Aux. | TDV2
2504102 | 12 | Energy Utilities - Electricity (all meters) - TDV - All Months - Peak By End-Use - Ventilation Fans | TDV2
2504103 | 12 | Energy Utilities - Electricity (all meters) - TDV - All Months - Peak By End-Use - Refrigeration | TDV2
2504104 | 12 | Energy Utilities - Electricity (all meters) - TDV - All Months - Peak By End-Use - Heat Pump Supp. | TDV2
2504105 | 12 | Energy Utilities - Electricity (all meters) - TDV - All Months - Peak By End-Use - Dom. Hot Water | TDV2
2504106 | 12 | Energy Utilities - Electricity (all meters) - TDV - All Months - Peak By End-Use - Exterior Usage | TDV2
2504107 | 12 | Energy Utilities - Electricity (all meters) - TDV - All Months - Peak By End-Use - Month - Lights | TDV2
2504108 | 12 | Energy Utilities - Electricity (all meters) - TDV - All Months - Peak By End-Use - Month - Task Lights | TDV2
2504109 | 12 | Energy Utilities - Electricity (all meters) - TDV - All Months - Peak By End-Use - Month - Misc. Equip | TDV2
2504110 | 12 | Energy Utilities - Electricity (all meters) - TDV - All Months - Peak By End-Use - Month - Space Heating | TDV2
2504111 | 12 | Energy Utilities - Electricity (all meters) - TDV - All Months - Peak By End-Use - Month - Space Cooling | TDV2
2504112 | 12 | Energy Utilities - Electricity (all meters) - TDV - All Months - Peak By End-Use - Month - Heat Rejection | TDV2
2504113 | 12 | Energy Utilities - Electricity (all meters) - TDV - All Months - Peak By End-Use - Month - Pumps & Aux. | TDV2
2504114 | 12 | Energy Utilities - Electricity (all meters) - TDV - All Months - Peak By End-Use - Month - Ventilation Fans | TDV2
2504115 | 12 | Energy Utilities - Electricity (all meters) - TDV - All Months - Peak By End-Use - Month - Refrigeration | TDV2
2504116 | 12 | Energy Utilities - Electricity (all meters) - TDV - All Months - Peak By End-Use - Month - Heat Pump Supp. | TDV2
2504117 | 12 | Energy Utilities - Electricity (all meters) - TDV - All Months - Peak By End-Use - Month - Dom. Hot Water | TDV2
2504118 | 12 | Energy Utilities - Electricity (all meters) - TDV - All Months - Peak By End-Use - Month - Exterior Usage | TDV2
2504119 | 12 | Energy Utilities - Electricity (all meters) - TDV - All Months - Peak By End-Use - Day - Lights | TDV2
2504120 | 12 | Energy Utilities - Electricity (all meters) - TDV - All Months - Peak By End-Use - Day - Task Lights | TDV2
2504121 | 12 | Energy Utilities - Electricity (all meters) - TDV - All Months - Peak By End-Use - Day - Misc. Equip | TDV2
2504122 | 12 | Energy Utilities - Electricity (all meters) - TDV - All Months - Peak By End-Use - Day - Space Heating | TDV2
2504123 | 12 | Energy Utilities - Electricity (all meters) - TDV - All Months - Peak By End-Use - Day - Space Cooling | TDV2
2504124 | 12 | Energy Utilities - Electricity (all meters) - TDV - All Months - Peak By End-Use - Day - Heat Rejection | TDV2
2504125 | 12 | Energy Utilities - Electricity (all meters) - TDV - All Months - Peak By End-Use - Day - Pumps & Aux. | TDV2
2504126 | 12 | Energy Utilities - Electricity (all meters) - TDV - All Months - Peak By End-Use - Day - Ventilation Fans | TDV2
2504127 | 12 | Energy Utilities - Electricity (all meters) - TDV - All Months - Peak By End-Use - Day - Refrigeration | TDV2
2504128 | 12 | Energy Utilities - Electricity (all meters) - TDV - All Months - Peak By End-Use - Day - Heat Pump Supp. | TDV2
2504129 | 12 | Energy Utilities - Electricity (all meters) - TDV - All Months - Peak By End-Use - Day - Dom. Hot Water | TDV2
2504130 | 12 | Energy Utilities - Electricity (all meters) - TDV - All Months - Peak By End-Use - Day - Exterior Usage | TDV2
2504131 | 12 | Energy Utilities - Electricity (all meters) - TDV - All Months - kBtu/kWh - Lights | TDV2
2504132 | 12 | Energy Utilities - Electricity (all meters) - TDV - All Months - kBtu/kWh - Task Lights | TDV2
2504133 | 12 | Energy Utilities - Electricity (all meters) - TDV - All Months - kBtu/kWh - Misc. Equip | TDV2
2504134 | 12 | Energy Utilities - Electricity (all meters) - TDV - All Months - kBtu/kWh - Space Heating | TDV2
2504135 | 12 | Energy Utilities - Electricity (all meters) - TDV - All Months - kBtu/kWh - Space Cooling | TDV2
2504136 | 12 | Energy Utilities - Electricity (all meters) - TDV - All Months - kBtu/kWh - Heat Rejection | TDV2
2504137 | 12 | Energy Utilities - Electricity (all meters) - TDV - All Months - kBtu/kWh - Pumps & Aux. | TDV2
2504138 | 12 | Energy Utilities - Electricity (all meters) - TDV - All Months - kBtu/kWh - Ventilation Fans | TDV2
2504139 | 12 | Energy Utilities - Electricity (all meters) - TDV - All Months - kBtu/kWh - Refrigeration | TDV2
2504140 | 12 | Energy Utilities - Electricity (all meters) - TDV - All Months - kBtu/kWh - Heat Pump Supp. | TDV2
2504141 | 12 | Energy Utilities - Electricity (all meters) - TDV - All Months - kBtu/kWh - Dom. Hot Water | TDV2
2504142 | 12 | Energy Utilities - Electricity (all meters) - TDV - All Months - kBtu/kWh - Exterior Usage | TDV2
2504143 | 1 | Energy Utilities - Electricity (all meters) - TDV - Single Month - Energy | TDV2
2504144 | 1 | Energy Utilities - Electricity (all meters) - TDV - Single Month - Peak Demand | TDV2
2504145 | 1 | Energy Utilities - Electricity (all meters) - TDV - Single Month - Peak Month | TDV2
2504146 | 1 | Energy Utilities - Electricity (all meters) - TDV - Single Month - Peak Day | TDV2
2504147 | 1 | Energy Utilities - Electricity (all meters) - TDV - Single Month - kBtu/kWh | TDV2
2504151 | 13 | Energy Utilities - Electricity (all meters) - TDV - Single Month - Energy By End-Use - End-Use List | TDV2
2504152 | 1 | Energy Utilities - Electricity (all meters) - TDV - Single Month - Energy By End-Use - Lights | TDV2
2504153 | 1 | Energy Utilities - Electricity (all meters) - TDV - Single Month - Energy By End-Use - Task Lights | TDV2
2504154 | 1 | Energy Utilities - Electricity (all meters) - TDV - Single Month - Energy By End-Use - Misc. Equip | TDV2
2504155 | 1 | Energy Utilities - Electricity (all meters) - TDV - Single Month - Energy By End-Use - Space Heating | TDV2
2504156 | 1 | Energy Utilities - Electricity (all meters) - TDV - Single Month - Energy By End-Use - Space Cooling | TDV2
2504157 | 1 | Energy Utilities - Electricity (all meters) - TDV - Single Month - Energy By End-Use - Heat Rejection | TDV2
2504158 | 1 | Energy Utilities - Electricity (all meters) - TDV - Single Month - Energy By End-Use - Pumps & Aux. | TDV2
2504159 | 1 | Energy Utilities - Electricity (all meters) - TDV - Single Month - Energy By End-Use - Ventilation Fans | TDV2
2504160 | 1 | Energy Utilities - Electricity (all meters) - TDV - Single Month - Energy By End-Use - Refrigeration | TDV2
2504161 | 1 | Energy Utilities - Electricity (all meters) - TDV - Single Month - Energy By End-Use - Heat Pump Supp. | TDV2
2504162 | 1 | Energy Utilities - Electricity (all meters) - TDV - Single Month - Energy By End-Use - Dom. Hot Water | TDV2
2504163 | 1 | Energy Utilities - Electricity (all meters) - TDV - Single Month - Energy By End-Use - Exterior Usage | TDV2
2504164 | 13 | Energy Utilities - Electricity (all meters) - TDV - Single Month - Peak By End-Use - End-Use List | TDV2
2504165 | 1 | Energy Utilities - Electricity (all meters) - TDV - Single Month - Peak By End-Use - Lights | TDV2
2504166 | 1 | Energy Utilities - Electricity (all meters) - TDV - Single Month - Peak By End-Use - Task Lights | TDV2
2504167 | 1 | Energy Utilities - Electricity (all meters) - TDV - Single Month - Peak By End-Use - Misc. Equip | TDV2
2504168 | 1 | Energy Utilities - Electricity (all meters) - TDV - Single Month - Peak By End-Use - Space Heating | TDV2
2504169 | 1 | Energy Utilities - Electricity (all meters) - TDV - Single Month - Peak By End-Use - Space Cooling | TDV2
2504170 | 1 | Energy Utilities - Electricity (all meters) - TDV - Single Month - Peak By End-Use - Heat Rejection | TDV2
2504171 | 1 | Energy Utilities - Electricity (all meters) - TDV - Single Month - Peak By End-Use - Pumps & Aux. | TDV2
2504172 | 1 | Energy Utilities - Electricity (all meters) - TDV - Single Month - Peak By End-Use - Ventilation Fans | TDV2
2504173 | 1 | Energy Utilities - Electricity (all meters) - TDV - Single Month - Peak By End-Use - Refrigeration | TDV2
2504174 | 1 | Energy Utilities - Electricity (all meters) - TDV - Single Month - Peak By End-Use - Heat Pump Supp. | TDV2
2504175 | 1 | Energy Utilities - Electricity (all meters) - TDV - Single Month - Peak By End-Use - Dom. Hot Water | TDV2
2504176 | 1 | Energy Utilities - Electricity (all meters) - TDV - Single Month - Peak By End-Use - Exterior Usage | TDV2
2504177 | 1 | Energy Utilities - Electricity (all meters) - TDV - Single Month - Peak By End-Use - Month - Lights | TDV2
2504178 | 1 | Energy Utilities - Electricity (all meters) - TDV - Single Month - Peak By End-Use - Month - Task Lights | TDV2
2504179 | 1 | Energy Utilities - Electricity (all meters) - TDV - Single Month - Peak By End-Use - Month - Misc. Equip | TDV2
2504180 | 1 | Energy Utilities - Electricity (all meters) - TDV - Single Month - Peak By End-Use - Month - Space Heating | TDV2
2504181 | 1 | Energy Utilities - Electricity (all meters) - TDV - Single Month - Peak By End-Use - Month - Space Cooling | TDV2
2504182 | 1 | Energy Utilities - Electricity (all meters) - TDV - Single Month - Peak By End-Use - Month - Heat Rejection | TDV2
2504183 | 1 | Energy Utilities - Electricity (all meters) - TDV - Single Month - Peak By End-Use - Month - Pumps & Aux. | TDV2
2504184 | 1 | Energy Utilities - Electricity (all meters) - TDV - Single Month - Peak By End-Use - Month - Ventilation Fans | TDV2
2504185 | 1 | Energy Utilities - Electricity (all meters) - TDV - Single Month - Peak By End-Use - Month - Refrigeration | TDV2
2504186 | 1 | Energy Utilities - Electricity (all meters) - TDV - Single Month - Peak By End-Use - Month - Heat Pump Supp. | TDV2
2504187 | 1 | Energy Utilities - Electricity (all meters) - TDV - Single Month - Peak By End-Use - Month - Dom. Hot Water | TDV2
2504188 | 1 | Energy Utilities - Electricity (all meters) - TDV - Single Month - Peak By End-Use - Month - Exterior Usage | TDV2
2504189 | 1 | Energy Utilities - Electricity (all meters) - TDV - Single Month - Peak By End-Use - Day - Lights | TDV2
2504190 | 1 | Energy Utilities - Electricity (all meters) - TDV - Single Month - Peak By End-Use - Day - Task Lights | TDV2
2504191 | 1 | Energy Utilities - Electricity (all meters) - TDV - Single Month - Peak By End-Use - Day - Misc. Equip | TDV2
2504192 | 1 | Energy Utilities - Electricity (all meters) - TDV - Single Month - Peak By End-Use - Day - Space Heating | TDV2
2504193 | 1 | Energy Utilities - Electricity (all meters) - TDV - Single Month - Peak By End-Use - Day - Space Cooling | TDV2
2504194 | 1 | Energy Utilities - Electricity (all meters) - TDV - Single Month - Peak By End-Use - Day - Heat Rejection | TDV2
2504195 | 1 | Energy Utilities - Electricity (all meters) - TDV - Single Month - Peak By End-Use - Day - Pumps & Aux. | TDV2
2504196 | 1 | Energy Utilities - Electricity (all meters) - TDV - Single Month - Peak By End-Use - Day - Ventilation Fans | TDV2
2504197 | 1 | Energy Utilities - Electricity (all meters) - TDV - Single Month - Peak By End-Use - Day - Refrigeration | TDV2
2504198 | 1 | Energy Utilities - Electricity (all meters) - TDV - Single Month - Peak By End-Use - Day - Heat Pump Supp. | TDV2
2504199 | 1 | Energy Utilities - Electricity (all meters) - TDV - Single Month - Peak By End-Use - Day - Dom. Hot Water | TDV2
2504200 | 1 | Energy Utilities - Electricity (all meters) - TDV - Single Month - Peak By End-Use - Day - Exterior Usage | TDV2
2504201 | 13 | Energy Utilities - Electricity (all meters) - TDV - Single Month - kBtu/kWh - End-Use List | TDV2
2504202 | 1 | Energy Utilities - Electricity (all meters) - TDV - Single Month - kBtu/kWh - Lights | TDV2
2504203 | 1 | Energy Utilities - Electricity (all meters) - TDV - Single Month - kBtu/kWh - Task Lights | TDV2
2504204 | 1 | Energy Utilities - Electricity (all meters) - TDV - Single Month - kBtu/kWh - Misc. Equip | TDV2
2504205 | 1 | Energy Utilities - Electricity (all meters) - TDV - Single Month - kBtu/kWh - Space Heating | TDV2
2504206 | 1 | Energy Utilities - Electricity (all meters) - TDV - Single Month - kBtu/kWh - Space Cooling | TDV2
2504207 | 1 | Energy Utilities - Electricity (all meters) - TDV - Single Month - kBtu/kWh - Heat Rejection | TDV2
2504208 | 1 | Energy Utilities - Electricity (all meters) - TDV - Single Month - kBtu/kWh - Pumps & Aux. | TDV2
2504209 | 1 | Energy Utilities - Electricity (all meters) - TDV - Single Month - kBtu/kWh - Ventilation Fans | TDV2
2504210 | 1 | Energy Utilities - Electricity (all meters) - TDV - Single Month - kBtu/kWh - Refrigeration | TDV2
2504211 | 1 | Energy Utilities - Electricity (all meters) - TDV - Single Month - kBtu/kWh - Heat Pump Supp. | TDV2
2504212 | 1 | Energy Utilities - Electricity (all meters) - TDV - Single Month - kBtu/kWh - Dom. Hot Water | TDV2
2504213 | 1 | Energy Utilities - Electricity (all meters) - TDV - Single Month - kBtu/kWh - Exterior Usage | TDV2
2505003 | 1 | Energy Utilities - Fuel (all meters) - TDV - Annual - Energy | TDV2
2505004 | 1 | Energy Utilities - Fuel (all meters) - TDV - Annual - Peak Demand | TDV2
2505005 | 1 | Energy Utilities - Fuel (all meters) - TDV - Annual - Peak Month | TDV2
2505006 | 1 | Energy Utilities - Fuel (all meters) - TDV - Annual - Peak Day | TDV2
2505007 | 1 | Energy Utilities - Fuel (all meters) - TDV - Annual - kBtu/therm | TDV2
2505012 | 13 | Energy Utilities - Fuel (all meters) - TDV - Annual - Energy By End-Use - End-Use List | TDV2
2505013 | 1 | Energy Utilities - Fuel (all meters) - TDV - Annual - Energy By End-Use - Lights | TDV2
2505014 | 1 | Energy Utilities - Fuel (all meters) - TDV - Annual - Energy By End-Use - Task Lights | TDV2
2505015 | 1 | Energy Utilities - Fuel (all meters) - TDV - Annual - Energy By End-Use - Misc. Equip | TDV2
2505016 | 1 | Energy Utilities - Fuel (all meters) - TDV - Annual - Energy By End-Use - Space Heating | TDV2
2505017 | 1 | Energy Utilities - Fuel (all meters) - TDV - Annual - Energy By End-Use - Space Cooling | TDV2
2505018 | 1 | Energy Utilities - Fuel (all meters) - TDV - Annual - Energy By End-Use - Heat Rejection | TDV2
2505019 | 1 | Energy Utilities - Fuel (all meters) - TDV - Annual - Energy By End-Use - Pumps & Aux. | TDV2
2505020 | 1 | Energy Utilities - Fuel (all meters) - TDV - Annual - Energy By End-Use - Ventilation Fans | TDV2
2505021 | 1 | Energy Utilities - Fuel (all meters) - TDV - Annual - Energy By End-Use - Refrigeration | TDV2
2505022 | 1 | Energy Utilities - Fuel (all meters) - TDV - Annual - Energy By End-Use - Heat Pump Supp. | TDV2
2505023 | 1 | Energy Utilities - Fuel (all meters) - TDV - Annual - Energy By End-Use - Dom. Hot Water | TDV2
2505024 | 1 | Energy Utilities - Fuel (all meters) - TDV - Annual - Energy By End-Use - Exterior Usage | TDV2
2505025 | 13 | Energy Utilities - Fuel (all meters) - TDV - Annual - Peak By End-Use - End-Use List | TDV2
2505026 | 1 | Energy Utilities - Fuel (all meters) - TDV - Annual - Peak By End-Use - Lights | TDV2
2505027 | 1 | Energy Utilities - Fuel (all meters) - TDV - Annual - Peak By End-Use - Task Lights | TDV2
2505028 | 1 | Energy Utilities - Fuel (all meters) - TDV - Annual - Peak By End-Use - Misc. Equip | TDV2
2505029 | 1 | Energy Utilities - Fuel (all meters) - TDV - Annual - Peak By End-Use - Space Heating | TDV2
2505030 | 1 | Energy Utilities - Fuel (all meters) - TDV - Annual - Peak By End-Use - Space Cooling | TDV2
2505031 | 1 | Energy Utilities - Fuel (all meters) - TDV - Annual - Peak By End-Use - Heat Rejection | TDV2
2505032 | 1 | Energy Utilities - Fuel (all meters) - TDV - Annual - Peak By End-Use - Pumps & Aux. | TDV2
2505033 | 1 | Energy Utilities - Fuel (all meters) - TDV - Annual - Peak By End-Use - Ventilation Fans | TDV2
2505034 | 1 | Energy Utilities - Fuel (all meters) - TDV - Annual - Peak By End-Use - Refrigeration | TDV2
2505035 | 1 | Energy Utilities - Fuel (all meters) - TDV - Annual - Peak By End-Use - Heat Pump Supp. | TDV2
2505036 | 1 | Energy Utilities - Fuel (all meters) - TDV - Annual - Peak By End-Use - Dom. Hot Water | TDV2
2505037 | 1 | Energy Utilities - Fuel (all meters) - TDV - Annual - Peak By End-Use - Exterior Usage | TDV2
2505038 | 1 | Energy Utilities - Fuel (all meters) - TDV - Annual - Peak By End-Use - Month - Lights | TDV2
2505039 | 1 | Energy Utilities - Fuel (all meters) - TDV - Annual - Peak By End-Use - Month - Task Lights | TDV2
2505040 | 1 | Energy Utilities - Fuel (all meters) - TDV - Annual - Peak By End-Use - Month - Misc. Equip | TDV2
2505041 | 1 | Energy Utilities - Fuel (all meters) - TDV - Annual - Peak By End-Use - Month - Space Heating | TDV2
2505042 | 1 | Energy Utilities - Fuel (all meters) - TDV - Annual - Peak By End-Use - Month - Space Cooling | TDV2
2505043 | 1 | Energy Utilities - Fuel (all meters) - TDV - Annual - Peak By End-Use - Month - Heat Rejection | TDV2
2505044 | 1 | Energy Utilities - Fuel (all meters) - TDV - Annual - Peak By End-Use - Month - Pumps & Aux. | TDV2
2505045 | 1 | Energy Utilities - Fuel (all meters) - TDV - Annual - Peak By End-Use - Month - Ventilation Fans | TDV2
2505059 | 1 | Energy Utilities - Fuel (all meters) - TDV - Annual - Peak By End-Use - Month - Refrigeration | TDV2
2505047 | 1 | Energy Utilities - Fuel (all meters) - TDV - Annual - Peak By End-Use - Month - Heat Pump Supp. | TDV2
2505048 | 1 | Energy Utilities - Fuel (all meters) - TDV - Annual - Peak By End-Use - Month - Dom. Hot Water | TDV2
2505049 | 1 | Energy Utilities - Fuel (all meters) - TDV - Annual - Peak By End-Use - Month - Exterior Usage | TDV2
2505050 | 1 | Energy Utilities - Fuel (all meters) - TDV - Annual - Peak By End-Use - Day - Lights | TDV2
2505051 | 1 | Energy Utilities - Fuel (all meters) - TDV - Annual - Peak By End-Use - Day - Task Lights | TDV2
2505052 | 1 | Energy Utilities - Fuel (all meters) - TDV - Annual - Peak By End-Use - Day - Misc. Equip | TDV2
2505053 | 1 | Energy Utilities - Fuel (all meters) - TDV - Annual - Peak By End-Use - Day - Space Heating | TDV2
2505054 | 1 | Energy Utilities - Fuel (all meters) - TDV - Annual - Peak By End-Use - Day - Space Cooling | TDV2
2505055 | 1 | Energy Utilities - Fuel (all meters) - TDV - Annual - Peak By End-Use - Day - Heat Rejection | TDV2
2505056 | 1 | Energy Utilities - Fuel (all meters) - TDV - Annual - Peak By End-Use - Day - Pumps & Aux. | TDV2
2505057 | 1 | Energy Utilities - Fuel (all meters) - TDV - Annual - Peak By End-Use - Day - Ventilation Fans | TDV2
2505058 | 1 | Energy Utilities - Fuel (all meters) - TDV - Annual - Peak By End-Use - Day - Refrigeration | TDV2
2505059 | 1 | Energy Utilities - Fuel (all meters) - TDV - Annual - Peak By End-Use - Day - Heat Pump Supp. | TDV2
2505060 | 1 | Energy Utilities - Fuel (all meters) - TDV - Annual - Peak By End-Use - Day - Dom. Hot Water | TDV2
2505061 | 1 | Energy Utilities - Fuel (all meters) - TDV - Annual - Peak By End-Use - Day - Exterior Usage | TDV2
2505062 | 13 | Energy Utilities - Fuel (all meters) - TDV - Annual - kBtu/therm - End-Use List | TDV2
2505063 | 1 | Energy Utilities - Fuel (all meters) - TDV - Annual - kBtu/therm - Lights | TDV2
2505064 | 1 | Energy Utilities - Fuel (all meters) - TDV - Annual - kBtu/therm - Task Lights | TDV2
2505065 | 1 | Energy Utilities - Fuel (all meters) - TDV - Annual - kBtu/therm - Misc. Equip | TDV2
2505066 | 1 | Energy Utilities - Fuel (all meters) - TDV - Annual - kBtu/therm - Space Heating | TDV2
2505067 | 1 | Energy Utilities - Fuel (all meters) - TDV - Annual - kBtu/therm - Space Cooling | TDV2
2505068 | 1 | Energy Utilities - Fuel (all meters) - TDV - Annual - kBtu/therm - Heat Rejection | TDV2
2505069 | 1 | Energy Utilities - Fuel (all meters) - TDV - Annual - kBtu/therm - Pumps & Aux. | TDV2
2505070 | 1 | Energy Utilities - Fuel (all meters) - TDV - Annual - kBtu/therm - Ventilation Fans | TDV2
2505071 | 1 | Energy Utilities - Fuel (all meters) - TDV - Annual - kBtu/therm - Refrigeration | TDV2
2505072 | 1 | Energy Utilities - Fuel (all meters) - TDV - Annual - kBtu/therm - Heat Pump Supp. | TDV2
2505073 | 1 | Energy Utilities - Fuel (all meters) - TDV - Annual - kBtu/therm - Dom. Hot Water | TDV2
2505074 | 1 | Energy Utilities - Fuel (all meters) - TDV - Annual - kBtu/therm - Exterior Usage | TDV2
2505075 | 12 | Energy Utilities - Fuel (all meters) - TDV - All Months - Energy | TDV2
2505076 | 12 | Energy Utilities - Fuel (all meters) - TDV - All Months - Peak Demand | TDV2
2505077 | 12 | Energy Utilities - Fuel (all meters) - TDV - All Months - Peak Month | TDV2
2505078 | 12 | Energy Utilities - Fuel (all meters) - TDV - All Months - Peak Day | TDV2
2505079 | 12 | Energy Utilities - Fuel (all meters) - TDV - All Months - kBtu/therm | TDV2
2505083 | 12 | Energy Utilities - Fuel (all meters) - TDV - All Months - Energy By End-Use - Lights | TDV2
2505084 | 12 | Energy Utilities - Fuel (all meters) - TDV - All Months - Energy By End-Use - Task Lights | TDV2
2505085 | 12 | Energy Utilities - Fuel (all meters) - TDV - All Months - Energy By End-Use - Misc. Equip | TDV2
2505086 | 12 | Energy Utilities - Fuel (all meters) - TDV - All Months - Energy By End-Use - Space Heating | TDV2
2505087 | 12 | Energy Utilities - Fuel (all meters) - TDV - All Months - Energy By End-Use - Space Cooling | TDV2
2505088 | 12 | Energy Utilities - Fuel (all meters) - TDV - All Months - Energy By End-Use - Heat Rejection | TDV2
2505089 | 12 | Energy Utilities - Fuel (all meters) - TDV - All Months - Energy By End-Use - Pumps & Aux. | TDV2
2505090 | 12 | Energy Utilities - Fuel (all meters) - TDV - All Months - Energy By End-Use - Ventilation Fans | TDV2
2505091 | 12 | Energy Utilities - Fuel (all meters) - TDV - All Months - Energy By End-Use - Refrigeration | TDV2
2505092 | 12 | Energy Utilities - Fuel (all meters) - TDV - All Months - Energy By End-Use - Heat Pump Supp. | TDV2
2505093 | 12 | Energy Utilities - Fuel (all meters) - TDV - All Months - Energy By End-Use - Dom. Hot Water | TDV2
2505094 | 12 | Energy Utilities - Fuel (all meters) - TDV - All Months - Energy By End-Use - Exterior Usage | TDV2
2505095 | 12 | Energy Utilities - Fuel (all meters) - TDV - All Months - Peak By End-Use - Lights | TDV2
2505096 | 12 | Energy Utilities - Fuel (all meters) - TDV - All Months - Peak By End-Use - Task Lights | TDV2
2505097 | 12 | Energy Utilities - Fuel (all meters) - TDV - All Months - Peak By End-Use - Misc. Equip | TDV2
2505098 | 12 | Energy Utilities - Fuel (all meters) - TDV - All Months - Peak By End-Use - Space Heating | TDV2
2505099 | 12 | Energy Utilities - Fuel (all meters) - TDV - All Months - Peak By End-Use - Space Cooling | TDV2
2505100 | 12 | Energy Utilities - Fuel (all meters) - TDV - All Months - Peak By End-Use - Heat Rejection | TDV2
2505101 | 12 | Energy Utilities - Fuel (all meters) - TDV - All Months - Peak By End-Use - Pumps & Aux. | TDV2
2505102 | 12 | Energy Utilities - Fuel (all meters) - TDV - All Months - Peak By End-Use - Ventilation Fans | TDV2
2505103 | 12 | Energy Utilities - Fuel (all meters) - TDV - All Months - Peak By End-Use - Refrigeration | TDV2
2505104 | 12 | Energy Utilities - Fuel (all meters) - TDV - All Months - Peak By End-Use - Heat Pump Supp. | TDV2
2505105 | 12 | Energy Utilities - Fuel (all meters) - TDV - All Months - Peak By End-Use - Dom. Hot Water | TDV2
2505106 | 12 | Energy Utilities - Fuel (all meters) - TDV - All Months - Peak By End-Use - Exterior Usage | TDV2
2505107 | 12 | Energy Utilities - Fuel (all meters) - TDV - All Months - Peak By End-Use - Month - Lights | TDV2
2505108 | 12 | Energy Utilities - Fuel (all meters) - TDV - All Months - Peak By End-Use - Month - Task Lights | TDV2
2505109 | 12 | Energy Utilities - Fuel (all meters) - TDV - All Months - Peak By End-Use - Month - Misc. Equip | TDV2
2505110 | 12 | Energy Utilities - Fuel (all meters) - TDV - All Months - Peak By End-Use - Month - Space Heating | TDV2
2505111 | 12 | Energy Utilities - Fuel (all meters) - TDV - All Months - Peak By End-Use - Month - Space Cooling | TDV2
2505112 | 12 | Energy Utilities - Fuel (all meters) - TDV - All Months - Peak By End-Use - Month - Heat Rejection | TDV2
2505113 | 12 | Energy Utilities - Fuel (all meters) - TDV - All Months - Peak By End-Use - Month - Pumps & Aux. | TDV2
2505114 | 12 | Energy Utilities - Fuel (all meters) - TDV - All Months - Peak By End-Use - Month - Ventilation Fans | TDV2
2505115 | 12 | Energy Utilities - Fuel (all meters) - TDV - All Months - Peak By End-Use - Month - Refrigeration | TDV2
2505116 | 12 | Energy Utilities - Fuel (all meters) - TDV - All Months - Peak By End-Use - Month - Heat Pump Supp. | TDV2
2505117 | 12 | Energy Utilities - Fuel (all meters) - TDV - All Months - Peak By End-Use - Month - Dom. Hot Water | TDV2
2505118 | 12 | Energy Utilities - Fuel (all meters) - TDV - All Months - Peak By End-Use - Month - Exterior Usage | TDV2
2505119 | 12 | Energy Utilities - Fuel (all meters) - TDV - All Months - Peak By End-Use - Day - Lights | TDV2
2505120 | 12 | Energy Utilities - Fuel (all meters) - TDV - All Months - Peak By End-Use - Day - Task Lights | TDV2
2505121 | 12 | Energy Utilities - Fuel (all meters) - TDV - All Months - Peak By End-Use - Day - Misc. Equip | TDV2
2505122 | 12 | Energy Utilities - Fuel (all meters) - TDV - All Months - Peak By End-Use - Day - Space Heating | TDV2
2505123 | 12 | Energy Utilities - Fuel (all meters) - TDV - All Months - Peak By End-Use - Day - Space Cooling | TDV2
2505124 | 12 | Energy Utilities - Fuel (all meters) - TDV - All Months - Peak By End-Use - Day - Heat Rejection | TDV2
2505125 | 12 | Energy Utilities - Fuel (all meters) - TDV - All Months - Peak By End-Use - Day - Pumps & Aux. | TDV2
2505126 | 12 | Energy Utilities - Fuel (all meters) - TDV - All Months - Peak By End-Use - Day - Ventilation Fans | TDV2
2505127 | 12 | Energy Utilities - Fuel (all meters) - TDV - All Months - Peak By End-Use - Day - Refrigeration | TDV2
2505128 | 12 | Energy Utilities - Fuel (all meters) - TDV - All Months - Peak By End-Use - Day - Heat Pump Supp. | TDV2
2505129 | 12 | Energy Utilities - Fuel (all meters) - TDV - All Months - Peak By End-Use - Day - Dom. Hot Water | TDV2
2505130 | 12 | Energy Utilities - Fuel (all meters) - TDV - All Months - Peak By End-Use - Day - Exterior Usage | TDV2
2505131 | 12 | Energy Utilities - Fuel (all meters) - TDV - All Months - kBtu/therm - Lights | TDV2
2505132 | 12 | Energy Utilities - Fuel (all meters) - TDV - All Months - kBtu/therm - Task Lights | TDV2
2505133 | 12 | Energy Utilities - Fuel (all meters) - TDV - All Months - kBtu/therm - Misc. Equip | TDV2
2505134 | 12 | Energy Utilities - Fuel (all meters) - TDV - All Months - kBtu/therm - Space Heating | TDV2
2505135 | 12 | Energy Utilities - Fuel (all meters) - TDV - All Months - kBtu/therm - Space Cooling | TDV2
2505136 | 12 | Energy Utilities - Fuel (all meters) - TDV - All Months - kBtu/therm - Heat Rejection | TDV2
2505137 | 12 | Energy Utilities - Fuel (all meters) - TDV - All Months - kBtu/therm - Pumps & Aux. | TDV2
2505138 | 12 | Energy Utilities - Fuel (all meters) - TDV - All Months - kBtu/therm - Ventilation Fans | TDV2
2505139 | 12 | Energy Utilities - Fuel (all meters) - TDV - All Months - kBtu/therm - Refrigeration | TDV2
2505140 | 12 | Energy Utilities - Fuel (all meters) - TDV - All Months - kBtu/therm - Heat Pump Supp. | TDV2
2505141 | 12 | Energy Utilities - Fuel (all meters) - TDV - All Months - kBtu/therm - Dom. Hot Water | TDV2
2505142 | 12 | Energy Utilities - Fuel (all meters) - TDV - All Months - kBtu/therm - Exterior Usage | TDV2
2505143 | 1 | Energy Utilities - Fuel (all meters) - TDV - Single Month - Energy | TDV2
2505144 | 1 | Energy Utilities - Fuel (all meters) - TDV - Single Month - Peak Demand | TDV2
2505145 | 1 | Energy Utilities - Fuel (all meters) - TDV - Single Month - Peak Month | TDV2
2505146 | 1 | Energy Utilities - Fuel (all meters) - TDV - Single Month - Peak Day | TDV2
2505147 | 1 | Energy Utilities - Fuel (all meters) - TDV - Single Month - kBtu/therm | TDV2
2505151 | 13 | Energy Utilities - Fuel (all meters) - TDV - Single Month - Energy By End-Use - End-Use List | TDV2
2505152 | 1 | Energy Utilities - Fuel (all meters) - TDV - Single Month - Energy By End-Use - Lights | TDV2
2505153 | 1 | Energy Utilities - Fuel (all meters) - TDV - Single Month - Energy By End-Use - Task Lights | TDV2
2505154 | 1 | Energy Utilities - Fuel (all meters) - TDV - Single Month - Energy By End-Use - Misc. Equip | TDV2
2505155 | 1 | Energy Utilities - Fuel (all meters) - TDV - Single Month - Energy By End-Use - Space Heating | TDV2
2505156 | 1 | Energy Utilities - Fuel (all meters) - TDV - Single Month - Energy By End-Use - Space Cooling | TDV2
2505157 | 1 | Energy Utilities - Fuel (all meters) - TDV - Single Month - Energy By End-Use - Heat Rejection | TDV2
2505158 | 1 | Energy Utilities - Fuel (all meters) - TDV - Single Month - Energy By End-Use - Pumps & Aux. | TDV2
2505159 | 1 | Energy Utilities - Fuel (all meters) - TDV - Single Month - Energy By End-Use - Ventilation Fans | TDV2
2505160 | 1 | Energy Utilities - Fuel (all meters) - TDV - Single Month - Energy By End-Use - Refrigeration | TDV2
2505161 | 1 | Energy Utilities - Fuel (all meters) - TDV - Single Month - Energy By End-Use - Heat Pump Supp. | TDV2
2505162 | 1 | Energy Utilities - Fuel (all meters) - TDV - Single Month - Energy By End-Use - Dom. Hot Water | TDV2
2505163 | 1 | Energy Utilities - Fuel (all meters) - TDV - Single Month - Energy By End-Use - Exterior Usage | TDV2
2505164 | 13 | Energy Utilities - Fuel (all meters) - TDV - Single Month - Peak By End-Use - End-Use List | TDV2
2505165 | 1 | Energy Utilities - Fuel (all meters) - TDV - Single Month - Peak By End-Use - Lights | TDV2
2505166 | 1 | Energy Utilities - Fuel (all meters) - TDV - Single Month - Peak By End-Use - Task Lights | TDV2
2505167 | 1 | Energy Utilities - Fuel (all meters) - TDV - Single Month - Peak By End-Use - Misc. Equip | TDV2
2505168 | 1 | Energy Utilities - Fuel (all meters) - TDV - Single Month - Peak By End-Use - Space Heating | TDV2
2505169 | 1 | Energy Utilities - Fuel (all meters) - TDV - Single Month - Peak By End-Use - Space Cooling | TDV2
2505170 | 1 | Energy Utilities - Fuel (all meters) - TDV - Single Month - Peak By End-Use - Heat Rejection | TDV2
2505171 | 1 | Energy Utilities - Fuel (all meters) - TDV - Single Month - Peak By End-Use - Pumps & Aux. | TDV2
2505172 | 1 | Energy Utilities - Fuel (all meters) - TDV - Single Month - Peak By End-Use - Ventilation Fans | TDV2
2505173 | 1 | Energy Utilities - Fuel (all meters) - TDV - Single Month - Peak By End-Use - Refrigeration | TDV2
2505174 | 1 | Energy Utilities - Fuel (all meters) - TDV - Single Month - Peak By End-Use - Heat Pump Supp. | TDV2
2505175 | 1 | Energy Utilities - Fuel (all meters) - TDV - Single Month - Peak By End-Use - Dom. Hot Water | TDV2
2505176 | 1 | Energy Utilities - Fuel (all meters) - TDV - Single Month - Peak By End-Use - Exterior Usage | TDV2
2505177 | 1 | Energy Utilities - Fuel (all meters) - TDV - Single Month - Peak By End-Use - Month - Lights | TDV2
2505178 | 1 | Energy Utilities - Fuel (all meters) - TDV - Single Month - Peak By End-Use - Month - Task Lights | TDV2
2505179 | 1 | Energy Utilities - Fuel (all meters) - TDV - Single Month - Peak By End-Use - Month - Misc. Equip | TDV2
2505180 | 1 | Energy Utilities - Fuel (all meters) - TDV - Single Month - Peak By End-Use - Month - Space Heating | TDV2
2505181 | 1 | Energy Utilities - Fuel (all meters) - TDV - Single Month - Peak By End-Use - Month - Space Cooling | TDV2
2505182 | 1 | Energy Utilities - Fuel (all meters) - TDV - Single Month - Peak By End-Use - Month - Heat Rejection | TDV2
2505183 | 1 | Energy Utilities - Fuel (all meters) - TDV - Single Month - Peak By End-Use - Month - Pumps & Aux. | TDV2
2505184 | 1 | Energy Utilities - Fuel (all meters) - TDV - Single Month - Peak By End-Use - Month - Ventilation Fans | TDV2
2505185 | 1 | Energy Utilities - Fuel (all meters) - TDV - Single Month - Peak By End-Use - Month - Refrigeration | TDV2
2505186 | 1 | Energy Utilities - Fuel (all meters) - TDV - Single Month - Peak By End-Use - Month - Heat Pump Supp. | TDV2
2505187 | 1 | Energy Utilities - Fuel (all meters) - TDV - Single Month - Peak By End-Use - Month - Dom. Hot Water | TDV2
2505188 | 1 | Energy Utilities - Fuel (all meters) - TDV - Single Month - Peak By End-Use - Month - Exterior Usage | TDV2
2505189 | 1 | Energy Utilities - Fuel (all meters) - TDV - Single Month - Peak By End-Use - Day - Lights | TDV2
2505190 | 1 | Energy Utilities - Fuel (all meters) - TDV - Single Month - Peak By End-Use - Day - Task Lights | TDV2
2505191 | 1 | Energy Utilities - Fuel (all meters) - TDV - Single Month - Peak By End-Use - Day - Misc. Equip | TDV2
2505192 | 1 | Energy Utilities - Fuel (all meters) - TDV - Single Month - Peak By End-Use - Day - Space Heating | TDV2
2505193 | 1 | Energy Utilities - Fuel (all meters) - TDV - Single Month - Peak By End-Use - Day - Space Cooling | TDV2
2505194 | 1 | Energy Utilities - Fuel (all meters) - TDV - Single Month - Peak By End-Use - Day - Heat Rejection | TDV2
2505195 | 1 | Energy Utilities - Fuel (all meters) - TDV - Single Month - Peak By End-Use - Day - Pumps & Aux. | TDV2
2505196 | 1 | Energy Utilities - Fuel (all meters) - TDV - Single Month - Peak By End-Use - Day - Ventilation Fans | TDV2
2505197 | 1 | Energy Utilities - Fuel (all meters) - TDV - Single Month - Peak By End-Use - Day - Refrigeration | TDV2
2505198 | 1 | Energy Utilities - Fuel (all meters) - TDV - Single Month - Peak By End-Use - Day - Heat Pump Supp. | TDV2
2505199 | 1 | Energy Utilities - Fuel (all meters) - TDV - Single Month - Peak By End-Use - Day - Dom. Hot Water | TDV2
2505200 | 1 | Energy Utilities - Fuel (all meters) - TDV - Single Month - Peak By End-Use - Day - Exterior Usage | TDV2
2505201 | 13 | Energy Utilities - Fuel (all meters) - TDV - Single Month - kBtu/therm - End-Use List | TDV2
2505202 | 1 | Energy Utilities - Fuel (all meters) - TDV - Single Month - kBtu/therm - Lights | TDV2
2505203 | 1 | Energy Utilities - Fuel (all meters) - TDV - Single Month - kBtu/therm - Task Lights | TDV2
2505204 | 1 | Energy Utilities - Fuel (all meters) - TDV - Single Month - kBtu/therm - Misc. Equip | TDV2
2505205 | 1 | Energy Utilities - Fuel (all meters) - TDV - Single Month - kBtu/therm - Space Heating | TDV2
2505206 | 1 | Energy Utilities - Fuel (all meters) - TDV - Single Month - kBtu/therm - Space Cooling | TDV2
2505207 | 1 | Energy Utilities - Fuel (all meters) - TDV - Single Month - kBtu/therm - Heat Rejection | TDV2
2505208 | 1 | Energy Utilities - Fuel (all meters) - TDV - Single Month - kBtu/therm - Pumps & Aux. | TDV2
2505209 | 1 | Energy Utilities - Fuel (all meters) - TDV - Single Month - kBtu/therm - Ventilation Fans | TDV2
2505210 | 1 | Energy Utilities - Fuel (all meters) - TDV - Single Month - kBtu/therm - Refrigeration | TDV2
2505211 | 1 | Energy Utilities - Fuel (all meters) - TDV - Single Month - kBtu/therm - Heat Pump Supp. | TDV2
2505212 | 1 | Energy Utilities - Fuel (all meters) - TDV - Single Month - kBtu/therm - Dom. Hot Water | TDV2
2505213 | 1 | Energy Utilities - Fuel (all meters) - TDV - Single Month - kBtu/therm - Exterior Usage | TDV2
3001001 | 1 | Design Parameters - Baseline Costs - Baseline Energy Cost | ES-A
3001002 | 1 | Design Parameters - Baseline Costs - Baseline Operations Cost | ES-A
3001003 | 1 | Annual Costs and Savings - Money - Baseline Energy Cost | ES-A
3001004 | 1 | Annual Costs and Savings - Money - Baseline Operations Cost | ES-A
3001005 | 1 | Annual Costs and Savings - Money - Alternative Energy Cost | ES-A
3001006 | 1 | Annual Costs and Savings - Money - Alternative Operations - Plant | ES-A
3001007 | 1 | Annual Costs and Savings - Money - Alternative Operations - Bldg | ES-A
3001008 | 1 | Annual Costs and Savings - Money - Alternative Operations - Total | ES-A
3001009 | 1 | Annual Costs and Savings - Money - Energy Cost Savings | ES-A
3001010 | 1 | Annual Costs and Savings - Money - Operations Cost Savings | ES-A
3001011 | 1 | Annual Costs and Savings - Money - Total Savings | ES-A
3002001 | 1 | Life-Cycle Costs and Savings - Component Costs - First Cost and Installation | ES-B
3002002 | 1 | Life-Cycle Costs and Savings - Component Costs - Replacement Costs | ES-B
3002003 | 1 | Life-Cycle Costs and Savings - Component Costs - Operations Costs | ES-B
3002004 | 1 | Life-Cycle Costs and Savings - Component Costs - Total Costs | ES-B
3002005 | 1 | Life-Cycle Costs and Savings - Component Costs - Investment Cost | ES-B
3002006 | 1 | Life-Cycle Costs and Savings - Plant Equipment Costs - First Cost and Installation | ES-B
3002007 | 1 | Life-Cycle Costs and Savings - Plant Equipment Costs - Replacement Costs | ES-B
3002008 | 1 | Life-Cycle Costs and Savings - Plant Equipment Costs - Operations Costs | ES-B
3002009 | 1 | Life-Cycle Costs and Savings - Plant Equipment Costs - Total Costs | ES-B
3002010 | 1 | Life-Cycle Costs and Savings - Plant Equipment Costs - Investment Cost | ES-B
3003001 | 1 | Design Parameters - Baseline Costs - Baseline Energy Use, Site | ES-C
3003002 | 1 | Design Parameters - Baseline Costs - Baseline Energy Use, Source | ES-C
3003003 | 1 | Design Parameters - Baseline Costs - Baseline First Cost | ES-C
3003004 | 1 | Life-Cycle Costs and Savings - Overall Costs and Savings - Baseline First Cost | ES-C
3003005 | 1 | Life-Cycle Costs and Savings - Overall Costs and Savings - Baseline Replacement Cost | ES-C
3003006 | 1 | Life-Cycle Costs and Savings - Overall Costs and Savings - Baseline Operations Cost | ES-C
3003007 | 1 | Life-Cycle Costs and Savings - Overall Costs and Savings - Baseline Energy Cost | ES-C
3003008 | 1 | Life-Cycle Costs and Savings - Overall Costs and Savings - Baseline Total Cost | ES-C
3003009 | 1 | Life-Cycle Costs and Savings - Overall Costs and Savings - Alternative First Cost | ES-C
3003010 | 1 | Life-Cycle Costs and Savings - Overall Costs and Savings - Alternative Replacement Cost | ES-C
3003011 | 1 | Life-Cycle Costs and Savings - Overall Costs and Savings - Alternative Operations Cost | ES-C
3003012 | 1 | Life-Cycle Costs and Savings - Overall Costs and Savings - Alternative Energy Cost | ES-C
3003013 | 1 | Life-Cycle Costs and Savings - Overall Costs and Savings - Alternative Total Cost | ES-C
3003014 | 1 | Life-Cycle Costs and Savings - Overall Costs and Savings - First Cost Savings | ES-C
3003015 | 1 | Life-Cycle Costs and Savings - Overall Costs and Savings - Replacement Cost Savings | ES-C
3003016 | 1 | Life-Cycle Costs and Savings - Overall Costs and Savings - Operations Cost Savings | ES-C
3003017 | 1 | Life-Cycle Costs and Savings - Overall Costs and Savings - Energy Cost Savings | ES-C
3003018 | 1 | Life-Cycle Costs and Savings - Overall Costs and Savings - Total Cost Savings | ES-C
3003019 | 1 | Life-Cycle Costs and Savings - Overall Costs and Savings - First Cost Savings, % | ES-C
3003020 | 1 | Life-Cycle Costs and Savings - Overall Costs and Savings - Replacement Cost Savings, % | ES-C
3003021 | 1 | Life-Cycle Costs and Savings - Overall Costs and Savings - Operations Cost Savings, % | ES-C
3003022 | 1 | Life-Cycle Costs and Savings - Overall Costs and Savings - Energy Cost Savings, % | ES-C
3003023 | 1 | Life-Cycle Costs and Savings - Overall Costs and Savings - Total Cost Savings, % | ES-C
3003024 | 1 | Life-Cycle Costs and Savings - Overall Costs and Savings - Energy and Operations Savings | ES-C
3003025 | 1 | Life-Cycle Costs and Savings - Overall Costs and Savings - Savings to Investment Ratio | ES-C
3003026 | 1 | Life-Cycle Costs and Savings - Overall Costs and Savings - Discounted Payback | ES-C
3003027 | 1 | Life-Cycle Costs and Savings - Overall Costs and Savings - Site Energy to Investment Ratio | ES-C
3003028 | 1 | Life-Cycle Costs and Savings - Overall Costs and Savings - Srce Energy to Investment Ratio | ES-C
3003029 | 1 | Annual Costs and Savings - Energy - Baseline Energy Use, Site | ES-C
3003030 | 1 | Annual Costs and Savings - Energy - Alternative Energy Use, Site | ES-C
3003031 | 1 | Annual Costs and Savings - Energy - Energy Savings, Site | ES-C
3003032 | 1 | Annual Costs and Savings - Energy - Percent Energy Savings, Site | ES-C
3003033 | 1 | Annual Costs and Savings - Energy - Baseline Energy Use, Source | ES-C
3003034 | 1 | Annual Costs and Savings - Energy - Alternative Energy Use, Source | ES-C
3003035 | 1 | Annual Costs and Savings - Energy - Energy Savings, Source | ES-C
3003036 | 1 | Annual Costs and Savings - Energy - Percent Energy Savings, Source | ES-C
3005001 | 1 | Utility Rate Costs - Energy Units | ES-E
3005002 | 1 | Utility Rate Costs - Demand Units | ES-E
3005003 | 1 | Utility Rate Costs - Annual Performance - Metered Energy | ES-E
3005004 | 1 | Utility Rate Costs - Annual Performance - Billing Energy | ES-E
3005005 | 1 | Utility Rate Costs - Annual Performance - Metered Demand | ES-E
3005006 | 1 | Utility Rate Costs - Annual Performance - Energy Charge | ES-E
3005007 | 1 | Utility Rate Costs - Annual Performance - Demand Charge | ES-E
3005008 | 1 | Utility Rate Costs - Annual Performance - Energy Cost Adjustments | ES-E
3005009 | 1 | Utility Rate Costs - Annual Performance - Taxes | ES-E
3005010 | 1 | Utility Rate Costs - Annual Performance - Surcharges | ES-E
3005011 | 1 | Utility Rate Costs - Annual Performance - Fixed Charges | ES-E
3005012 | 1 | Utility Rate Costs - Annual Performance - Virtual Rate | ES-E
3005013 | 1 | Utility Rate Costs - Annual Performance - Total Charges | ES-E
3005020 | 12 | Utility Rate Costs - Monthly Performance - All Months - Metered Energy | ES-E
3005021 | 12 | Utility Rate Costs - Monthly Performance - All Months - Billing Energy | ES-E
3005022 | 12 | Utility Rate Costs - Monthly Performance - All Months - Metered Demand | ES-E
3005023 | 12 | Utility Rate Costs - Monthly Performance - All Months - Billing Demand | ES-E
3005024 | 12 | Utility Rate Costs - Monthly Performance - All Months - Energy Charge | ES-E
3005025 | 12 | Utility Rate Costs - Monthly Performance - All Months - Demand Charge | ES-E
3005026 | 12 | Utility Rate Costs - Monthly Performance - All Months - Energy Cost Adjustments | ES-E
3005027 | 12 | Utility Rate Costs - Monthly Performance - All Months - Taxes | ES-E
3005028 | 12 | Utility Rate Costs - Monthly Performance - All Months - Surcharges | ES-E
3005029 | 12 | Utility Rate Costs - Monthly Performance - All Months - Fixed Charges | ES-E
3005030 | 12 | Utility Rate Costs - Monthly Performance - All Months - Minimum Charges | ES-E
3005031 | 12 | Utility Rate Costs - Monthly Performance - All Months - Virtual Rate | ES-E
3005032 | 12 | Utility Rate Costs - Monthly Performance - All Months - Total Charges | ES-E
3005040 | 1 | Utility Rate Costs - Monthly Performance - Single Month - Metered Energy | ES-E
3005041 | 1 | Utility Rate Costs - Monthly Performance - Single Month - Billing Energy | ES-E
3005042 | 1 | Utility Rate Costs - Monthly Performance - Single Month - Metered Demand | ES-E
3005042 | 1 | Utility Rate Costs - Monthly Performance - Single Month - Billing Demand | ES-E
3005044 | 1 | Utility Rate Costs - Monthly Performance - Single Month - Energy Charge | ES-E
3005045 | 1 | Utility Rate Costs - Monthly Performance - Single Month - Demand Charge | ES-E
3005046 | 1 | Utility Rate Costs - Monthly Performance - Single Month - Energy Cost Adjustments | ES-E
3005047 | 1 | Utility Rate Costs - Monthly Performance - Single Month - Taxes | ES-E
3005048 | 1 | Utility Rate Costs - Monthly Performance - Single Month - Surcharges | ES-E
3005049 | 1 | Utility Rate Costs - Monthly Performance - Single Month - Fixed Charges | ES-E
3005049 | 1 | Utility Rate Costs - Monthly Performance - Single Month - Minimum Charges | ES-E
3005051 | 1 | Utility Rate Costs - Monthly Performance - Single Month - Virtual Rate | ES-E
3005052 | 1 | Utility Rate Costs - Monthly Performance - Single Month - Total Charges | ES-E
3006001 | 1 | Block Charges and Ratchets by Rate - Metered Energy - Jan | ES-F
3006002 | 1 | Block Charges and Ratchets by Rate - Metered Energy - Feb | ES-F
3006003 | 1 | Block Charges and Ratchets by Rate - Metered Energy - Mar | ES-F
3006004 | 1 | Block Charges and Ratchets by Rate - Metered Energy - Apr | ES-F
3006005 | 1 | Block Charges and Ratchets by Rate - Metered Energy - May | ES-F
3006006 | 1 | Block Charges and Ratchets by Rate - Metered Energy - Jun | ES-F
3006007 | 1 | Block Charges and Ratchets by Rate - Metered Energy - Jul | ES-F
3006008 | 1 | Block Charges and Ratchets by Rate - Metered Energy - Aug | ES-F
3006009 | 1 | Block Charges and Ratchets by Rate - Metered Energy - Sep | ES-F
3006010 | 1 | Block Charges and Ratchets by Rate - Metered Energy - Oct | ES-F
3006011 | 1 | Block Charges and Ratchets by Rate - Metered Energy - Nov | ES-F
3006012 | 1 | Block Charges and Ratchets by Rate - Metered Energy - Dec | ES-F
3006013 | 12 | Block Charges and Ratchets by Rate - Metered Energy - All Months | ES-F
3006021 | 1 | Block Charges and Ratchets by Rate - Billing Energy - Jan | ES-F
3006022 | 1 | Block Charges and Ratchets by Rate - Billing Energy - Feb | ES-F
3006023 | 1 | Block Charges and Ratchets by Rate - Billing Energy - Mar | ES-F
3006024 | 1 | Block Charges and Ratchets by Rate - Billing Energy - Apr | ES-F
3006025 | 1 | Block Charges and Ratchets by Rate - Billing Energy - May | ES-F
3006026 | 1 | Block Charges and Ratchets by Rate - Billing Energy - Jun | ES-F
3006027 | 1 | Block Charges and Ratchets by Rate - Billing Energy - Jul | ES-F
3006028 | 1 | Block Charges and Ratchets by Rate - Billing Energy - Aug | ES-F
3006029 | 1 | Block Charges and Ratchets by Rate - Billing Energy - Sep | ES-F
3006030 | 1 | Block Charges and Ratchets by Rate - Billing Energy - Oct | ES-F
3006031 | 1 | Block Charges and Ratchets by Rate - Billing Energy - Nov | ES-F
3006032 | 1 | Block Charges and Ratchets by Rate - Billing Energy - Dec | ES-F
3006033 | 1 | Block Charges and Ratchets by Rate - Billing Energy - Annual | ES-F
3006034 | 13 | Block Charges and Ratchets by Rate - Billing Energy - All Months + Annual | ES-F
3006041 | 1 | Block Charges and Ratchets by Rate - Metered Demand - Jan | ES-F
3006042 | 1 | Block Charges and Ratchets by Rate - Metered Demand - Feb | ES-F
3006043 | 1 | Block Charges and Ratchets by Rate - Metered Demand - Mar | ES-F
3006044 | 1 | Block Charges and Ratchets by Rate - Metered Demand - Apr | ES-F
3006045 | 1 | Block Charges and Ratchets by Rate - Metered Demand - May | ES-F
3006046 | 1 | Block Charges and Ratchets by Rate - Metered Demand - Jun | ES-F
3006047 | 1 | Block Charges and Ratchets by Rate - Metered Demand - Jul | ES-F
3006048 | 1 | Block Charges and Ratchets by Rate - Metered Demand - Aug | ES-F
3006049 | 1 | Block Charges and Ratchets by Rate - Metered Demand - Sep | ES-F
3006050 | 1 | Block Charges and Ratchets by Rate - Metered Demand - Oct | ES-F
3006051 | 1 | Block Charges and Ratchets by Rate - Metered Demand - Nov | ES-F
3006052 | 1 | Block Charges and Ratchets by Rate - Metered Demand - Dec | ES-F
3006053 | 12 | Block Charges and Ratchets by Rate - Metered Demand - All Months | ES-F
3006061 | 1 | Block Charges and Ratchets by Rate - Billing Demand - Jan | ES-F
3006062 | 1 | Block Charges and Ratchets by Rate - Billing Demand - Feb | ES-F
3006063 | 1 | Block Charges and Ratchets by Rate - Billing Demand - Mar | ES-F
3006064 | 1 | Block Charges and Ratchets by Rate - Billing Demand - Apr | ES-F
3006065 | 1 | Block Charges and Ratchets by Rate - Billing Demand - May | ES-F
3006066 | 1 | Block Charges and Ratchets by Rate - Billing Demand - Jun | ES-F
3006067 | 1 | Block Charges and Ratchets by Rate - Billing Demand - Jul | ES-F
3006068 | 1 | Block Charges and Ratchets by Rate - Billing Demand - Aug | ES-F
3006069 | 1 | Block Charges and Ratchets by Rate - Billing Demand - Sep | ES-F
3006070 | 1 | Block Charges and Ratchets by Rate - Billing Demand - Oct | ES-F
3006071 | 1 | Block Charges and Ratchets by Rate - Billing Demand - Nov | ES-F
3006072 | 1 | Block Charges and Ratchets by Rate - Billing Demand - Dec | ES-F
3006073 | 12 | Block Charges and Ratchets by Rate - Billing Demand - All Months | ES-F
3101001 | 1 | Design Parameters - Life-Cycle Costing Parameters - Discount Rate | EV-A
3101002 | 1 | Design Parameters - Life-Cycle Costing Parameters - Labor Inflation Rate | EV-A
3101003 | 1 | Design Parameters - Life-Cycle Costing Parameters - Materials Inflation Rate | EV-A
3101004 | 1 | Design Parameters - Life-Cycle Costing Parameters - Project Life | EV-A
3101005 | 1 | Design Parameters - Component Costs - Unit Name | EV-A
3101006 | 1 | Design Parameters - Component Costs - Number of Units | EV-A
3101007 | 1 | Design Parameters - Component Costs - Years to Replacement | EV-A
3101008 | 1 | Design Parameters - Component Costs - First Cost | EV-A
3101009 | 1 | Design Parameters - Component Costs - Installation Cost | EV-A
3101010 | 1 | Design Parameters - Component Costs - Annual Maintenance Cost | EV-A
3101011 | 1 | Design Parameters - Component Costs - Years to Minor Overhaul | EV-A
3101012 | 1 | Design Parameters - Component Costs - Minor Overhaul Cost | EV-A
3101013 | 1 | Design Parameters - Component Costs - Year to Major Overhaul | EV-A
3101014 | 1 | Design Parameters - Component Costs - Major Overhaul Cost | EV-A
3101015 | 1 | Design Parameters - Plant Equipment Costs - Number of Units | EV-A
3101016 | 1 | Design Parameters - Plant Equipment Costs - Years to Replacement | EV-A
3101017 | 1 | Design Parameters - Plant Equipment Costs - First Cost | EV-A
3101018 | 1 | Design Parameters - Plant Equipment Costs - Installation Cost | EV-A
3101019 | 1 | Design Parameters - Plant Equipment Costs - Annual Maintenance Cost | EV-A
3101020 | 1 | Design Parameters - Plant Equipment Costs - Years to Minor Overhaul | EV-A
3101021 | 1 | Design Parameters - Plant Equipment Costs - Minor Overhaul Cost | EV-A
3101022 | 1 | Design Parameters - Plant Equipment Costs - Year to Major Overhaul | EV-A
3101023 | 1 | Design Parameters - Plant Equipment Costs - Major Overhaul Cost | EV-A